## Graphs
Results Case 3: Mammography and Breast Tomosynthesis
Full Field
Standard Deviation for Error Bars
Breast Energy Dep. | EGSnrc | Geant4 | MCNP | Penelope | EGSnrc | Geant4 | MCNP | Penelope
0 deg | 4698.5 | 4700.46 | 4699.34 | 4691.03 | 0.09397 | 0.075209 | 0.46993 | 0.23924
15 deg | 4573 | 4588.23 | 4584.5 | 4565.24 | 0.09146 | 0.074649 | 1.3753 | 0.23283
0 deg | 4295 | 4296.79 | 4294.59 | 4287.35 | 0.0859 | 0.074767 | 0.42946 | 0.21865
15 deg | 4184.7 | 4198.18 | 4195.93 | 4176.52 | 0.083694 | 0.074253 | 0.41959 | 0.213
0 deg
Breast VOI | EGSnrc | Geant4 | MCNP | Penelope | EGSnrc | Geant4 | MCNP | Penelope
1 | 17.7281 | 17.7824 | 17.7937 | 17.462 | 0.0054791 | 0.0054302 | 0.021352 | 0.016764
2 | 17.9314 | 17.9932 | 18.0281 | 18.3287 | 0.0055606 | 0.0054634 | 0.021634 | 0.018512
3 | 18.0106 | 18.0736 | 18.0744 | 17.3025 | 0.0055492 | 0.0054779 | 0.021689 | 0.017476
4 | 17.4921 | 17.55 | 17.5345 | 16.4719 | 0.0054286 | 0.0053954 | 0.021041 | 0.016966
5 | 17.7265 | 17.7868 | 17.8009 | 17.7561 | 0.0054788 | 0.005431 | 0.021361 | 0.019887
6 | 5.5428 | 5.5732 | 5.5871 | 4.9653 | 0.0030789 | 0.0030418 | 0.011733 | 0.0093348
7 | 56.2994 | 56.2932 | 56.2425 | 55.2319 | 0.0098052 | 0.0096576 | 0.03937 | 0.030378
Primary
Detector ROI | EGSnrc | Geant4 | MCNP | Penelope | EGSnrc | Geant4 | MCNP | Penelope
1 | 110.3 | 110.342 | 110.341 | 110.16 | 0.003309 | 0.01357 | 0.05517 | 0
2 | 1.474 | 1.4893 | 1.4955 | 1.4796 | 0.00041272 | 0.0015817 | 0.0062813 | 0
3 | 1.4429 | 1.4611 | 1.4691 | 1.4549 | 0.00041844 | 0.0015667 | 0.0061701 | 0
4 | 1.5232 | 1.5397 | 1.5396 | 1.5331 | 0.0004265 | 0.0016082 | 0.0063124 | 0
5 | 1.5111 | 1.5284 | 1.5445 | 1.524 | 0.00042311 | 0.0016023 | 0.0063323 | 0
6 | 1.4588 | 1.4762 | 1.4869 | 1.467 | 0.00040846 | 0.0015748 | 0.0062451 | 0
7 | 1.4753 | 1.4913 | 1.4991 | 1.486 | 0.00041308 | 0.0015828 | 0.0062961 | 0
[5 empty] | 0.00041844 | 0.0015667 | 0.0061701 | 0
Scatter
Detector ROI | EGSnrc | Geant4 | MCNP | Penelope | EGSnrc | Geant4 | MCNP | Penelope
1 | 3.3695 | 3.3388 | 3.3771 | 3.374 | 0.00060651 | 0.0023615 | 0.0094558 | 0
2 | 0.7495 | 0.7238 | 0.7648 | 0.7335 | 0.00029231 | 0.0010978 | 0.0044358 | 0
3 | 1.1019 | 1.0693 | 1.1161 | 1.0933 | 0.00035261 | 0.0013328 | 0.0053574 | 0
4 | 0.7438 | 0.72315 | 0.76149 | 0.7292 | 0.00029752 | 0.0010977 | 0.0044166 | 0
5 | 0.9435 | 0.92225 | 0.96189 | 0.9491 | 0.00033023 | 0.0012393 | 0.0050018 | 0
6 | 1.0457 | 1.0171 | 1.0669 | 1.0336 | 0.00034508 | 0.0013003 | 0.0052277 | 0
7 | 0.7495 | 0.72337 | 0.7604 | 0.7485 | 0.00029231 | 0.0010975 | 0.0044103 | 0
Single Compton Energy
Detector ROI | EGSnrc | Geant4 | MCNP | Penelope | EGSnrc | Geant4 | MCNP | Penelope
1 | 0.9481 | 0.89799 | 0 | 0.9802 | 0.00032235 | 0.0012219 | 0 | 0
2 | 0.2044 | 0.18452 | 0 | 0.1965 | 0.0001533 | 0.00055263 | 0 | 0
3 | 0.3752 | 0.34582 | 0 | 0.3634 | 0.00020636 | 0.00075525 | 0 | 0
4 | 0.1877 | 0.16958 | 0 | 0.181 | 0.00014828 | 0.00053041 | 0 | 0
5 | 0.2497 | 0.22827 | 0 | 0.2475 | 0.0001698 | 0.00061524 | 0 | 0
6 | 0.3258 | 0.29676 | 0 | 0.3126 | 0.00019222 | 0.00070004 | 0 | 0
7 | 0.2043 | 0.18423 | 0 | 0.2034 | 0.00015322 | 0.00055218 | 0 | 0
Single Rayleigh Energy
Detector ROI | EGSnrc | Geant4 | MCNP | Penelope | EGSnrc | Geant4 | MCNP | Penelope
1 | 2.1859 | 2.2103 | 0 | 2.1724 | 0.00050276 | 0.0019268 | 0 | 0
2 | 0.351 | 0.35485 | 0 | 0.3512 | 0.00020358 | 0.00077209 | 0 | 0
3 | 0.4609 | 0.46582 | 0 | 0.4596 | 0.00023045 | 0.00088461 | 0 | 0
4 | 0.3562 | 0.36232 | 0 | 0.3481 | 0.0002066 | 0.00078017 | 0 | 0
5 | 0.4336 | 0.43992 | 0 | 0.4365 | 0.00022547 | 0.00085967 | 0 | 0
6 | 0.4481 | 0.45298 | 0 | 0.4439 | 0.00022853 | 0.00087233 | 0 | 0
7 | 0.3514 | 0.35515 | 0 | 0.3537 | 0.00020381 | 0.00077242 | 0 | 0
Multiple Scatter Energy
Detector ROI | EGSnrc | Geant4 | MCNP | Penelope | EGSnrc | Geant4 | MCNP | Penelope
1 | 0.2351 | 0.23046 | 0 | 0.2214 | 0.00016222 | 0.00060941 | 0 | 0
2 | 0.1941 | 0.18444 | 0 | 0.1858 | 0.00014946 | 0.00055102 | 0 | 0
3 | 0.2657 | 0.25761 | 0 | 0.2703 | 0.0001727 | 0.0006507 | 0 | 0
4 | 0.1999 | 0.19125 | 0 | 0.2001 | 0.00015392 | 0.00056124 | 0 | 0
5 | 0.2601 | 0.25405 | 0 | 0.2651 | 0.00017427 | 0.00064679 | 0 | 0
6 | 0.2717 | 0.26735 | 0 | 0.2771 | 0.0001766 | 0.00066313 | 0 | 0
7 | 0.1939 | 0.18399 | 0 | 0.1914 | 0.0001493 | 0.00055039 | 0 | 0
Pencil Beam
Standard Deviation for Error Bars
Primary | EGSnrc | Geant4 | MCNP | Penelope | EGSnrc | Geant4 | MCNP | Penelope
0 deg | 129.68 | 131.251 | 131.797 | 130.478 | 0.0051872 | 0.014791 | 0.065898 | 0.15657
15 deg | 109.6 | 110.943 | 111.405 | 110.2888 | 0.00548 | 0.013607 | 0.044562 | 0.14338
0 deg | 279.36 | 282.831 | 283.407 | 279.8984 | 0.0083808 | 0.024349 | 0.085022 | 0.2799
15 deg | 249.02 | 252.191 | 252.736 | 249.4976 | 0.0099608 | 0.023092 | 0.075821 | 0.2495
Scatter
Detector ROI | EGSnrc | Geant4 | MCNP | Penelope | EGSnrc | Geant4 | MCNP | Penelope
1 | 0.32601 | 0.32277 | 0.33527 | 0.3375 | 0.00026081 | 0.00073021 | 0.0033192 | 0.009585
2 | 3.3189 | 3.357 | 3.4252 | 3.4045 | 0.00099567 | 0.0023624 | 0.010618 | 0.0303
3 | 1.3187 | 1.3277 | 1.3371 | 1.3416 | 0.00052748 | 0.0014831 | 0.0066853 | 0.019185
4 | 7.2042 | 7.2892 | 7.3647 | 7.4427 | 0.0014408 | 0.0034853 | 0.015466 | 0.044656
5 | 24.448 | 24.8596 | 24.7834 | 25.3316 | 0.0024448 | 0.0064481 | 0.02974 | 0
6 | 3.3174 | 3.3529 | 3.4044 | 3.4234 | 0.00099522 | 0.002361 | 0.010554 | 0.030126
7 | 0.32592 | 0.32399 | 0.33487 | 0.3291 | 0.00026074 | 0.00073157 | 0.0033152 | 0.0095768
Single Compton Energy
Detector ROI | EGSnrc | Geant4 | MCNP | Penelope | EGSnrc | Geant4 | MCNP | Penelope
1 | 0.10728 | 0.10587 | 0 | 0.1088 | 0.00015019 | 0.0004182 | 0 | 0
2 | 1.0331 | 1.0357 | 0 | 1.0653 | 0.00051655 | 0.0013121 | 0 | 0
3 | 0.44624 | 0.44643 | 0 | 0.4588 | 0.00031237 | 0.00086018 | 0 | 0
4 | 1.9443 | 1.9316 | 0 | 2.0647 | 0.00058329 | 0.0017937 | 0 | 0
5 | 2.7028 | 2.6025 | 0 | 3.278 | 0.00081084 | 0.0020867 | 0 | 0
6 | 1.0321 | 1.0331 | 0 | 1.0781 | 0.00051605 | 0.0013105 | 0 | 0
7 | 0.10742 | 0.10609 | 0 | 0.1074 | 0.00015039 | 0.00041861 | 0 | 0
Single Rayleigh Energy
Detector ROI | EGSnrc | Geant4 | MCNP | Penelope | EGSnrc | Geant4 | MCNP | Penelope
1 | 0.058418 | 0.059425 | 0 | 0.0602 | 0.00011099 | 0.00031596 | 0 | 0
2 | 1.112 | 1.1376 | 0 | 1.1105 | 0.0004448 | 0.0013824 | 0 | 0
3 | 0.30885 | 0.3162 | 0 | 0.3088 | 0.00024708 | 0.00072882 | 0 | 0
4 | 3.1845 | 3.2606 | 0 | 3.206 | 0.00095535 | 0.0023402 | 0 | 0
5 | 17.987 | 18.4323 | 0 | 18.0998 | 0.0017987 | 0.0055616 | 0 | 0
6 | 1.1112 | 1.1346 | 0 | 1.1167 | 0.00044448 | 0.0013806 | 0 | 0
7 | 0.058284 | 0.059679 | 0 | 0.0582 | 0.00011074 | 0.00031663 | 0 | 0
Multiple Scatter Energy
Detector ROI | EGSnrc | Geant4 | MCNP | Penelope | EGSnrc | Geant4 | MCNP | Penelope
1 | 0.1603 | 0.15748 | 0 | 0.1685 | 0.00019236 | 0.00050843 | 0 | 0
2 | 1.1737 | 1.1837 | 0 | 1.2287 | 0.00046948 | 0.0013961 | 0 | 0
3 | 0.56363 | 0.56509 | 0 | 0.574 | 0.00033818 | 0.0009637 | 0 | 0
4 | 2.0753 | 2.097 | 0 | 2.172 | 0.00062259 | 0.0018594 | 0 | 0
5 | 3.7579 | 3.8249 | 0 | 3.9538 | 0.00075158 | 0.0025136 | 0 | 0
6 | 1.174 | 1.1852 | 0 | 1.2287 | 0.0004696 | 0.001397 | 0 | 0
7 | 0.16022 | 0.15822 | 0 | 0.1635 | 0.00019226 | 0.00050962 | 0 | 0

## Mean
Full Field | 16.8 keV |  |  |  |  | Mo/Mo 30 kVp |  |  |  |  | Pencil Beam | 16.8 keV |  |  |  |  | Mo/Mo 30 kVp
| Time per x-ray: | 3.4208e-05 | sec*CPU core | 3.8399e-05 | sec*CPU core | Time per x-ray: | 3.16e-05 | sec*CPU core | 4.4743e-05 | sec*CPU core |  | Time per x-ray: | 1.7467e-05 | sec*CPU core | 1.8655e-05 | sec*CPU core | Time per x-ray: | 1.8021e-05 | sec*CPU core | 2.1173e-05 | sec*CPU core
| Time to 1% in purple uncertainty | 1.8472 | sec*CPU core | 1.308 | sec*CPU core | Time to 1% in purple uncertainty | 1.3034 | sec*CPU core | 1.5864 | sec*CPU core |  | Time to 1% in purple uncertainty | 62881.4543 | sec*CPU core | 119081.5651 | sec*CPU core | Time to 1% in purple uncertainty | 24621.2524 | sec*CPU core | 41552.9909 | sec*CPU core
| Time to 1% in green uncertainty | 1596.4936 | sec*CPU core | 1591.2393 | sec*CPU core | Time to 1% in green uncertainty | 1547.6515 | sec*CPU core | 2028.1698 | sec*CPU core
| Time to 1% in red uncertainty | 4273.7003 | sec*CPU core | 4636.5356 | sec*CPU core | Time to 1% in red uncertainty | 2096.988 | sec*CPU core | 2743.038 | sec*CPU core
|  | Mammography (0 deg) |  | Tomo (15 deg) |  |  | Mammography (0 deg) |  | Tomo (15 deg) |  |  | Energy in Detector |  |  |  |  | Energy in Detector
|  | Energy Dep. In Breast |  | Energy Dep. In Breast |  |  | Energy Dep. In Breast |  | Energy Dep. In Breast |  |  |  | Mammography (0 deg) |  | Tomo (15 deg) |  |  | Mammography (0 deg) |  | Tomo (15 deg)
|  | [eV per photon] |  | [eV per photon] |  |  | [eV per photon] |  | [eV per photon] |  |  |  | Primary Energy |  | Primary Energy |  |  | Primary Energy |  | Primary Energy
| Whole Breast | 4697.3325 |  | 4577.7425 |  | Whole Breast | 4293.4325 |  | 4188.8325 |  |  | Detector ROI | [eV per photon] |  | [eV per photon] |  | Detector ROI | [eV per photon] |  | [eV per photon]
[12 empty] | 5 | 130.8015 |  | 110.5592 |  | 5 | 281.3741 |  | 250.8612
|  | Mammography (0 deg) |  | Tomo (15 deg) |  |  | Mammography (0 deg) |  | Tomo (15 deg)
|  | Glandular Dose |  | Glandular Dose |  |  | Glandular Dose |  | Glandular Dose |  |  |  | Mammography (0 deg) |  | Tomo (15 deg) |  |  | Mammography (0 deg) |  | Tomo (15 deg)
|  | [mGy per photon] |  | [mGy per photon] |  |  | [mGy per photon] |  | [mGy per photon] |  |  |  | Scatter Energy |  | Scatter Energy |  |  | Scatter Energy |  | Scatter Energy
| Whole Breast | 1.6696e-12 |  | 1.6261e-12 |  | Whole Breast | 1.5262e-12 |  | 1.4905e-12 |  |  | Detector ROI | [eV per photon] |  | [eV per photon] |  | Detector ROI | [eV per photon] |  | [eV per photon]
| mGy per mGy air kerma | 0.20238 |  | 0.19716 |  | mGy per mGy air kerma | 0.54148 |  | 0.5288 |  |  | 1 | 0.33039 |  | 0.1878 |  | 1 | 1.0959 |  | 0.73477
[12 empty] | 2 | 3.3764 |  | 2.0875 |  | 2 | 7.3379 |  | 5.0166
|  | Mammography (0 deg) |  | Tomo (15 deg) |  |  | Mammography (0 deg) |  | Tomo (15 deg) |  |  | 3 | 1.3313 |  | 1.1745 |  | 3 | 3.3828 |  | 3.1116
|  | Energy Dep. In VOI |  | Energy Dep. In VOI |  |  | Energy Dep. In VOI |  | Energy Dep. In VOI |  |  | 4 | 7.3252 |  | 6.2489 |  | 4 | 14.4675 |  | 12.9296
| Breast VOI | [eV per photon] |  | [eV per photon] |  | Breast VOI | [eV per photon] |  | [eV per photon] |  |  | 5 | 24.8557 |  | 20.7908 |  | 5 | 47.1456 |  | 41.3644
| 1 | 17.6916 |  | 15.2171 |  | 1 | 16.5022 |  | 14.3898 |  |  | 6 | 3.3745 |  | 4.3268 |  | 6 | 7.3288 |  | 9.266
| 2 | 18.0704 |  | 16.8356 |  | 2 | 16.6582 |  | 15.8247 |  |  | 7 | 0.32847 |  | 0.51788 |  | 7 | 1.0961 |  | 1.5793
| 3 | 17.8653 |  | 16.9432 |  | 3 | 16.8136 |  | 15.9716
| 4 | 17.2621 |  | 16.4312 |  | 4 | 16.2489 |  | 15.4451 |  |  |  | Mammography (0 deg) |  | Tomo (15 deg) |  |  | Mammography (0 deg) |  | Tomo (15 deg)
| 5 | 17.7676 |  | 18.3698 |  | 5 | 16.5215 |  | 17.1712 |  |  |  | Single Compton Energy |  | Single Compton Energy |  |  | Single Compton Energy |  | Single Compton Energy
| 6 | 5.4171 |  | 5.0431 |  | 6 | 6.0412 |  | 5.619 |  |  | Detector ROI | [eV per photon] |  | [eV per photon] |  | Detector ROI | [eV per photon] |  | [eV per photon]
| 7 | 56.0168 |  | 54.9741 |  | 7 | 50.0406 |  | 49.0224 |  |  | 1 | 0.10732 |  | 0.058465 |  | 1 | 0.3931 |  | 0.25477
[12 empty] | 2 | 1.0447 |  | 0.59746 |  | 2 | 2.7138 |  | 1.745
| Energy in Detector |  |  |  |  | Energy in Detector | [5 empty] | 3 | 0.45049 |  | 0.38902 |  | 3 | 1.2917 |  | 1.1756
|  | Mammography (0 deg) |  | Tomo (15 deg) |  |  | Mammography (0 deg) |  | Tomo (15 deg) |  |  | 4 | 1.9802 |  | 1.6524 |  | 4 | 4.8596 |  | 4.276
|  | Primary Energy |  | Primary Energy |  |  | Primary Energy |  | Primary Energy |  |  | 5 | 2.8611 |  | 2.3241 |  | 5 | 7.2098 |  | 6.1855
| Detector ROI | [eV per photon] |  | [eV per photon] |  | Detector ROI | [eV per photon] |  | [eV per photon] |  |  | 6 | 1.0478 |  | 1.3772 |  | 6 | 2.7127 |  | 3.5159
| 1 | 110.2858 |  | 19.1793 |  | 1 | 105.7292 |  | 20.9076 |  |  | 7 | 0.10697 |  | 0.17114 |  | 7 | 0.392 |  | 0.57796
| 2 | 1.4846 |  | 1.0495 |  | 2 | 3.1955 |  | 2.4429
| 3 | 1.457 |  | 1.0198 |  | 3 | 3.1396 |  | 2.4003 |  |  |  | Mammography (0 deg) |  | Tomo (15 deg) |  |  | Mammography (0 deg) |  | Tomo (15 deg)
| 4 | 1.5339 |  | 1.2918 |  | 4 | 3.2841 |  | 2.9098 |  |  |  | Single Rayleigh Energy |  | Single Rayleigh Energy |  |  | Single Rayleigh Energy |  | Single Rayleigh Energy
| 5 | 1.527 |  | 1.2812 |  | 5 | 3.2599 |  | 2.8974 |  |  | Detector ROI | [eV per photon] |  | [eV per photon] |  | Detector ROI | [eV per photon] |  | [eV per photon]
| 6 | 1.4722 |  | 1.2353 |  | 6 | 3.1584 |  | 2.804 |  |  | 1 | 0.059348 |  | 0.036373 |  | 1 | 0.13506 |  | 0.099789
| 7 | 1.4879 |  | 1.5121 |  | 7 | 3.1996 |  | 3.2978 |  |  | 2 | 1.12 |  | 0.75321 |  | 2 | 1.8935 |  | 1.401
[12 empty] | 3 | 0.31128 |  | 0.27748 |  | 3 | 0.58348 |  | 0.53934
|  | Mammography (0 deg) |  | Tomo (15 deg) |  |  | Mammography (0 deg) |  | Tomo (15 deg) |  |  | 4 | 3.217 |  | 2.7784 |  | 4 | 5.2224 |  | 4.711
|  | Scatter Energy |  | Scatter Energy |  |  | Scatter Energy |  | Scatter Energy |  |  | 5 | 18.173 |  | 15.253 |  | 5 | 32.5606 |  | 28.6804
| Detector ROI | [eV per photon] |  | [eV per photon] |  | Detector ROI | [eV per photon] |  | [eV per photon] |  |  | 6 | 1.1208 |  | 1.3952 |  | 6 | 1.8898 |  | 2.3094
| 1 | 3.3648 |  | 1.191 |  | 1 | 3.3654 |  | 1.4145 |  |  | 7 | 0.058721 |  | 0.088629 |  | 7 | 0.13641 |  | 0.18722
| 2 | 0.7429 |  | 0.55964 |  | 2 | 1.4934 |  | 1.2379
| 3 | 1.0951 |  | 0.80146 |  | 3 | 1.9963 |  | 1.6308 |  |  |  | Mammography (0 deg) |  | Tomo (15 deg) |  |  | Mammography (0 deg) |  | Tomo (15 deg)
| 4 | 0.73941 |  | 0.66642 |  | 4 | 1.5611 |  | 1.4671 |  |  |  | Multiple Scatter Energy |  | Multiple Scatter Energy |  |  | Multiple Scatter Energy |  | Multiple Scatter Energy
| 5 | 0.94418 |  | 0.84566 |  | 5 | 1.9653 |  | 1.8583 |  |  | Detector ROI | [eV per photon] |  | [eV per photon] |  | Detector ROI | [eV per photon] |  | [eV per photon]
| 6 | 1.0408 |  | 0.97882 |  | 6 | 2.0354 |  | 1.9359 |  |  | 1 | 0.16209 |  | 0.090581 |  | 1 | 0.56058 |  | 0.37347
| 7 | 0.74544 |  | 0.84227 |  | 7 | 1.4946 |  | 1.6268 |  |  | 2 | 1.1954 |  | 0.72993 |  | 2 | 2.7153 |  | 1.8594
[12 empty] | 3 | 0.56757 |  | 0.50434 |  | 3 | 1.4961 |  | 1.3843
|  | Mammography (0 deg) |  | Tomo (15 deg) |  |  | Mammography (0 deg) |  | Tomo (15 deg) |  |  | 4 | 2.1148 |  | 1.8107 |  | 4 | 4.3735 |  | 3.9335
|  | Single Compton Energy |  | Single Compton Energy |  |  | Single Compton Energy |  | Single Compton Energy |  |  | 5 | 3.8455 |  | 3.2343 |  | 5 | 7.3947 |  | 6.5228
| Detector ROI | [eV per photon] |  | [eV per photon] |  | Detector ROI | [eV per photon] |  | [eV per photon] |  |  | 6 | 1.196 |  | 1.5438 |  | 6 | 2.7153 |  | 3.4203
| 1 | 0.9421 |  | 0.30321 |  | 1 | 0.99139 |  | 0.37673 |  |  | 7 | 0.16065 |  | 0.25406 |  | 7 | 0.56189 |  | 0.80628
| 2 | 0.19514 |  | 0.14479 |  | 2 | 0.44227 |  | 0.36463
| 3 | 0.36147 |  | 0.24914 |  | 3 | 0.67089 |  | 0.53216
| 4 | 0.17943 |  | 0.16755 |  | 4 | 0.45048 |  | 0.42841
| 5 | 0.24182 |  | 0.22561 |  | 5 | 0.59186 |  | 0.56628
| 6 | 0.31172 |  | 0.30435 |  | 6 | 0.65753 |  | 0.63394
| 7 | 0.19731 |  | 0.24514 |  | 7 | 0.44408 |  | 0.50539
|  | Mammography (0 deg) |  | Tomo (15 deg) |  |  | Mammography (0 deg) |  | Tomo (15 deg)
|  | Single Rayleigh Energy |  | Single Rayleigh Energy |  |  | Single Rayleigh Energy |  | Single Rayleigh Energy
| Detector ROI | [eV per photon] |  | [eV per photon] |  | Detector ROI | [eV per photon] |  | [eV per photon]
| 1 | 2.1895 |  | 0.75915 |  | 1 | 2.0801 |  | 0.84219
| 2 | 0.35235 |  | 0.25984 |  | 2 | 0.60807 |  | 0.48484
| 3 | 0.46211 |  | 0.33711 |  | 3 | 0.76353 |  | 0.60719
| 4 | 0.35554 |  | 0.31454 |  | 4 | 0.62229 |  | 0.56751
| 5 | 0.43667 |  | 0.38302 |  | 5 | 0.75331 |  | 0.69196
| 6 | 0.44833 |  | 0.40222 |  | 6 | 0.76334 |  | 0.70298
| 7 | 0.35342 |  | 0.37927 |  | 7 | 0.6081 |  | 0.6452
|  | Mammography (0 deg) |  | Tomo (15 deg) |  |  | Mammography (0 deg) |  | Tomo (15 deg)
|  | Multiple Scatter Energy |  | Multiple Scatter Energy |  |  | Multiple Scatter Energy |  | Multiple Scatter Energy
| Detector ROI | [eV per photon] |  | [eV per photon] |  | Detector ROI | [eV per photon] |  | [eV per photon]
| 1 | 0.22899 |  | 0.12966 |  | 1 | 0.28244 |  | 0.18886
| 2 | 0.18811 |  | 0.15439 |  | 2 | 0.43217 |  | 0.37764
| 3 | 0.26454 |  | 0.21094 |  | 3 | 0.55155 |  | 0.48253
| 4 | 0.19708 |  | 0.18269 |  | 4 | 0.47417 |  | 0.4584
| 5 | 0.25975 |  | 0.23994 |  | 5 | 0.61094 |  | 0.58963
| 6 | 0.27205 |  | 0.25458 |  | 6 | 0.60801 |  | 0.58644
| 7 | 0.18976 |  | 0.20994 |  | 7 | 0.43203 |  | 0.46524

## Range
Full Field | 16.8 keV |  |  |  |  | Mo/Mo 30 kVp |  |  |  |  | Pencil Beam | 16.8 keV |  |  |  |  | Mo/Mo 30 kVp
| Time per x-ray: | 6.73E-06 - 8.28E-05 | sec*CPU core | 5.94E-06 - 1.08E-04 | sec*CPU core | Time per x-ray: | 5.83E-06 - 7.83E-05 | sec*CPU core | 6.15E-06 - 1.30E-04 | sec*CPU core |  | Time per x-ray: | 4.31E-06 - 3.17E-05 | sec*CPU core | 4.75E-06 - 3.27E-05 | sec*CPU core | Time per x-ray: | 4.06E-06 - 3.42E-05 | sec*CPU core | 4.83E-06 - 3.54E-05 | sec*CPU core
| Time to 1% in purple uncertainty | 0.269 - 3.497 | sec*CPU core | 0.237 - 2.801 | sec*CPU core | Time to 1% in purple uncertainty | 0.233 - 2.037 | sec*CPU core | 0.246 - 3.371 | sec*CPU core |  | Time to 1% in purple uncertainty | 2,136 - 215,581 | sec*CPU core | 4,517 - 416,094 | sec*CPU core | Time to 1% in purple uncertainty | 812 - 83,926 | sec*CPU core | 1,433 - 142,881 | sec*CPU core
| Time to 1% in green uncertainty | 208 - 2,927 | sec*CPU core | 210 - 3,497 | sec*CPU core | Time to 1% in green uncertainty | 183 - 3,324 | sec*CPU core | 205 - 5,081 | sec*CPU core
| Time to 1% in red uncertainty | 57 - 6,597 | sec*CPU core | 642 - 8,257 | sec*CPU core | Time to 1% in red uncertainty | 299 - 3,870 | sec*CPU core | 395 - 4,737 | sec*CPU core
|  | Mammography (0 deg) |  | Tomo (15 deg) |  |  | Mammography (0 deg) |  | Tomo (15 deg) |  |  | Energy in Detector |  |  |  |  | Energy in Detector
|  | Energy Dep. In Breast |  | Energy Dep. In Breast |  |  | Energy Dep. In Breast |  | Energy Dep. In Breast |  |  |  | Mammography (0 deg) |  | Tomo (15 deg) |  |  | Mammography (0 deg) |  | Tomo (15 deg)
|  | [eV per photon] |  | [eV per photon] |  |  | [eV per photon] |  | [eV per photon] |  |  |  | Primary Energy |  | Primary Energy |  |  | Primary Energy |  | Primary Energy
| Whole Breast | 4,691.0 - 4,700.5 |  | 4,565.2 - 4,588.2 |  | Whole Breast | 4,287.4 - 4,296.8 |  | 4,176.5 - 4,198.2 |  |  | Detector ROI | [eV per photon] |  | [eV per photon] |  | Detector ROI | [eV per photon] |  | [eV per photon]
[12 empty] | 5 | 129.680 - 131.797 |  | 109.600 - 111.405 |  | 5 | 279.360 - 283.407 |  | 249.020 - 252.736
|  | Mammography (0 deg) |  | Tomo (15 deg) |  |  | Mammography (0 deg) |  | Tomo (15 deg)
|  | Glandular Dose |  | Glandular Dose |  |  | Glandular Dose |  | Glandular Dose |  |  |  | Mammography (0 deg) |  | Tomo (15 deg) |  |  | Mammography (0 deg) |  | Tomo (15 deg)
|  | [mGy per photon] |  | [mGy per photon] |  |  | [mGy per photon] |  | [mGy per photon] |  |  |  | Scatter Energy |  | Scatter Energy |  |  | Scatter Energy |  | Scatter Energy
| Whole Breast | 1.67E-12 - 1.67E-12 |  | 1.62E-12 - 1.63E-12 |  | Whole Breast | 1.52E-12 - 1.53E-12 |  | 1.49E-12 - 1.50E-12 |  |  | Detector ROI | [eV per photon] |  | [eV per photon] |  | Detector ROI | [eV per photon] |  | [eV per photon]
| mGy per mGy air kerma | 0.202 - 0.203 |  | 0.197 - 0.198 |  | mGy per mGy air kerma | 0.540 - 0.543 |  | 0.528 - 0.530 |  |  | 1 | 0.323 - 0.338 |  | 0.184 - 0.195 |  | 1 | 1.080 - 1.117 |  | 0.719 - 0.755
[12 empty] | 2 | 3.319 - 3.425 |  | 2.055 - 2.115 |  | 2 | 7.272 - 7.396 |  | 4.970 - 5.057
|  | Mammography (0 deg) |  | Tomo (15 deg) |  |  | Mammography (0 deg) |  | Tomo (15 deg) |  |  | 3 | 1.319 - 1.342 |  | 1.157 - 1.191 |  | 3 | 3.359 - 3.417 |  | 3.083 - 3.149
|  | Energy Dep. In VOI |  | Energy Dep. In VOI |  |  | Energy Dep. In VOI |  | Energy Dep. In VOI |  |  | 4 | 7.204 - 7.443 |  | 6.154 - 6.346 |  | 4 | 14.323 - 14.617 |  | 12.787 - 13.087
| Breast VOI | [eV per photon] |  | [eV per photon] |  | Breast VOI | [eV per photon] |  | [eV per photon] |  |  | 5 | 24.448 - 25.332 |  | 20.433 - 21.201 |  | 5 | 46.469 - 47.892 |  | 40.771 - 42.030
| 1 | 17.462 - 17.794 |  | 14.965 - 15.351 |  | 1 | 16.471 - 16.528 |  | 14.346 - 14.432 |  |  | 6 | 3.317 - 3.423 |  | 4.263 - 4.384 |  | 6 | 7.268 - 7.384 |  | 9.176 - 9.332
| 2 | 17.931 - 18.329 |  | 16.574 - 16.994 |  | 2 | 16.635 - 16.691 |  | 15.786 - 15.875 |  |  | 7 | 0.324 - 0.335 |  | 0.512 - 0.530 |  | 7 | 1.080 - 1.113 |  | 1.558 - 1.603
| 3 | 17.303 - 18.074 |  | 16.651 - 17.074 |  | 3 | 16.779 - 16.839 |  | 15.944 - 16.007
| 4 | 16.472 - 17.550 |  | 16.158 - 16.569 |  | 4 | 16.227 - 16.271 |  | 15.402 - 15.490 |  |  |  | Mammography (0 deg) |  | Tomo (15 deg) |  |  | Mammography (0 deg) |  | Tomo (15 deg)
| 5 | 17.727 - 17.801 |  | 18.031 - 18.595 |  | 5 | 16.475 - 16.548 |  | 17.124 - 17.219 |  |  |  | Single Compton Energy |  | Single Compton Energy |  |  | Single Compton Energy |  | Single Compton Energy
| 6 | 4.965 - 5.587 |  | 4.970 - 5.086 |  | 6 | 6.023 - 6.051 |  | 5.597 - 5.646 |  |  | Detector ROI | [eV per photon] |  | [eV per photon] |  | Detector ROI | [eV per photon] |  | [eV per photon]
| 7 | 55.232 - 56.299 |  | 53.898 - 55.480 |  | 7 | 49.981 - 50.075 |  | 48.883 - 49.154 |  |  | 1 | 0.106 - 0.109 |  | 0.058 - 0.059 |  | 1 | 0.391 - 0.394 |  | 0.253 - 0.256
[12 empty] | 2 | 1.033 - 1.065 |  | 0.587 - 0.616 |  | 2 | 2.691 - 2.755 |  | 1.727 - 1.776
| Energy in Detector |  |  |  |  | Energy in Detector | [5 empty] | 3 | 0.446 - 0.459 |  | 0.384 - 0.397 |  | 3 | 1.285 - 1.303 |  | 1.167 - 1.192
|  | Mammography (0 deg) |  | Tomo (15 deg) |  |  | Mammography (0 deg) |  | Tomo (15 deg) |  |  | 4 | 1.932 - 2.065 |  | 1.614 - 1.723 |  | 4 | 4.787 - 4.988 |  | 4.208 - 4.399
|  | Primary Energy |  | Primary Energy |  |  | Primary Energy |  | Primary Energy |  |  | 5 | 2.602 - 3.278 |  | 2.106 - 2.675 |  | 5 | 6.740 - 7.976 |  | 5.777 - 6.852
| Detector ROI | [eV per photon] |  | [eV per photon] |  | Detector ROI | [eV per photon] |  | [eV per photon] |  |  | 6 | 1.032 - 1.078 |  | 1.360 - 1.411 |  | 6 | 2.692 - 2.751 |  | 3.486 - 3.569
| 1 | 110.160 - 110.342 |  | 19.108 - 19.250 |  | 1 | 105.606 - 105.806 |  | 20.823 - 20.984 |  |  | 7 | 0.106 - 0.107 |  | 0.170 - 0.172 |  | 7 | 0.390 - 0.395 |  | 0.573 - 0.582
| 2 | 1.474 - 1.496 |  | 1.030 - 1.089 |  | 2 | 3.170 - 3.218 |  | 2.417 - 2.466
| 3 | 1.443 - 1.469 |  | 1.008 - 1.037 |  | 3 | 3.116 - 3.168 |  | 2.377 - 2.423 |  |  |  | Mammography (0 deg) |  | Tomo (15 deg) |  |  | Mammography (0 deg) |  | Tomo (15 deg)
| 4 | 1.523 - 1.540 |  | 1.281 - 1.303 |  | 4 | 3.252 - 3.315 |  | 2.883 - 2.944 |  |  |  | Single Rayleigh Energy |  | Single Rayleigh Energy |  |  | Single Rayleigh Energy |  | Single Rayleigh Energy
| 5 | 1.511 - 1.544 |  | 1.272 - 1.289 |  | 5 | 3.236 - 3.286 |  | 2.866 - 2.945 |  |  | Detector ROI | [eV per photon] |  | [eV per photon] |  | Detector ROI | [eV per photon] |  | [eV per photon]
| 6 | 1.459 - 1.487 |  | 1.225 - 1.241 |  | 6 | 3.144 - 3.178 |  | 2.777 - 2.832 |  |  | 1 | 0.058 - 0.060 |  | 0.036 - 0.037 |  | 1 | 0.131 - 0.139 |  | 0.098 - 0.101
| 7 | 1.475 - 1.499 |  | 1.499 - 1.525 |  | 7 | 3.171 - 3.228 |  | 3.266 - 3.332 |  |  | 2 | 1.111 - 1.138 |  | 0.747 - 0.763 |  | 2 | 1.878 - 1.921 |  | 1.388 - 1.426
[12 empty] | 3 | 0.309 - 0.316 |  | 0.275 - 0.282 |  | 3 | 0.576 - 0.595 |  | 0.534 - 0.548
|  | Mammography (0 deg) |  | Tomo (15 deg) |  |  | Mammography (0 deg) |  | Tomo (15 deg) |  |  | 4 | 3.185 - 3.261 |  | 2.754 - 2.818 |  | 4 | 5.179 - 5.306 |  | 4.674 - 4.786
|  | Scatter Energy |  | Scatter Energy |  |  | Scatter Energy |  | Scatter Energy |  |  | 5 | 17.987 - 18.432 |  | 15.080 - 15.470 |  | 5 | 32.279 - 33.041 |  | 28.421 - 29.099
| Detector ROI | [eV per photon] |  | [eV per photon] |  | Detector ROI | [eV per photon] |  | [eV per photon] |  |  | 6 | 1.111 - 1.135 |  | 1.384 - 1.414 |  | 6 | 1.867 - 1.923 |  | 2.286 - 2.349
| 1 | 3.339 - 3.377 |  | 1.185 - 1.199 |  | 1 | 3.329 - 3.400 |  | 1.399 - 1.435 |  |  | 7 | 0.058 - 0.060 |  | 0.087 - 0.090 |  | 7 | 0.134 - 0.139 |  | 0.184 - 0.191
| 2 | 0.724 - 0.765 |  | 0.552 - 0.570 |  | 2 | 1.465 - 1.526 |  | 1.215 - 1.270
| 3 | 1.069 - 1.116 |  | 0.789 - 0.814 |  | 3 | 1.963 - 2.027 |  | 1.609 - 1.657 |  |  |  | Mammography (0 deg) |  | Tomo (15 deg) |  |  | Mammography (0 deg) |  | Tomo (15 deg)
| 4 | 0.723 - 0.761 |  | 0.655 - 0.677 |  | 4 | 1.530 - 1.604 |  | 1.443 - 1.505 |  |  |  | Multiple Scatter Energy |  | Multiple Scatter Energy |  |  | Multiple Scatter Energy |  | Multiple Scatter Energy
| 5 | 0.922 - 0.962 |  | 0.837 - 0.863 |  | 5 | 1.936 - 1.993 |  | 1.831 - 1.889 |  |  | Detector ROI | [eV per photon] |  | [eV per photon] |  | Detector ROI | [eV per photon] |  | [eV per photon]
| 6 | 1.017 - 1.067 |  | 0.946 - 1.032 |  | 6 | 2.010 - 2.055 |  | 1.911 - 1.973 |  |  | 1 | 0.157 - 0.169 |  | 0.090 - 0.092 |  | 1 | 0.549 - 0.567 |  | 0.366 - 0.383
| 7 | 0.723 - 0.760 |  | 0.819 - 0.866 |  | 7 | 1.465 - 1.526 |  | 1.594 - 1.660 |  |  | 2 | 1.174 - 1.229 |  | 0.718 - 0.749 |  | 2 | 2.688 - 2.763 |  | 1.837 - 1.893
[12 empty] | 3 | 0.564 - 0.574 |  | 0.497 - 0.519 |  | 3 | 1.480 - 1.508 |  | 1.368 - 1.398
|  | Mammography (0 deg) |  | Tomo (15 deg) |  |  | Mammography (0 deg) |  | Tomo (15 deg) |  |  | 4 | 2.075 - 2.172 |  | 1.779 - 1.860 |  | 4 | 4.334 - 4.451 |  | 3.892 - 4.014
|  | Single Compton Energy |  | Single Compton Energy |  |  | Single Compton Energy |  | Single Compton Energy |  |  | 5 | 3.758 - 3.954 |  | 3.161 - 3.318 |  | 5 | 7.276 - 7.555 |  | 6.422 - 6.658
| Detector ROI | [eV per photon] |  | [eV per photon] |  | Detector ROI | [eV per photon] |  | [eV per photon] |  |  | 6 | 1.174 - 1.229 |  | 1.517 - 1.585 |  | 6 | 2.686 - 2.765 |  | 3.387 - 3.478
| 1 | 0.898 - 0.980 |  | 0.289 - 0.311 |  | 1 | 0.949 - 1.025 |  | 0.362 - 0.385 |  |  | 7 | 0.158 - 0.164 |  | 0.251 - 0.258 |  | 7 | 0.549 - 0.569 |  | 0.793 - 0.814
| 2 | 0.185 - 0.204 |  | 0.136 - 0.152 |  | 2 | 0.429 - 0.449 |  | 0.354 - 0.372
| 3 | 0.346 - 0.375 |  | 0.238 - 0.259 |  | 3 | 0.649 - 0.683 |  | 0.518 - 0.540
| 4 | 0.170 - 0.188 |  | 0.157 - 0.177 |  | 4 | 0.437 - 0.459 |  | 0.418 - 0.436
| 5 | 0.228 - 0.250 |  | 0.213 - 0.236 |  | 5 | 0.576 - 0.600 |  | 0.551 - 0.576
| 6 | 0.297 - 0.326 |  | 0.287 - 0.320 |  | 6 | 0.639 - 0.668 |  | 0.618 - 0.650
| 7 | 0.184 - 0.204 |  | 0.233 - 0.259 |  | 7 | 0.429 - 0.454 |  | 0.488 - 0.515
|  | Mammography (0 deg) |  | Tomo (15 deg) |  |  | Mammography (0 deg) |  | Tomo (15 deg)
|  | Single Rayleigh Energy |  | Single Rayleigh Energy |  |  | Single Rayleigh Energy |  | Single Rayleigh Energy
| Detector ROI | [eV per photon] |  | [eV per photon] |  | Detector ROI | [eV per photon] |  | [eV per photon]
| 1 | 2.172 - 2.210 |  | 0.753 - 0.768 |  | 1 | 2.065 - 2.099 |  | 0.836 - 0.853
| 2 | 0.351 - 0.355 |  | 0.255 - 0.265 |  | 2 | 0.604 - 0.615 |  | 0.478 - 0.493
| 3 | 0.460 - 0.466 |  | 0.334 - 0.342 |  | 3 | 0.758 - 0.773 |  | 0.604 - 0.614
| 4 | 0.348 - 0.362 |  | 0.310 - 0.319 |  | 4 | 0.615 - 0.633 |  | 0.558 - 0.578
| 5 | 0.434 - 0.440 |  | 0.374 - 0.391 |  | 5 | 0.749 - 0.761 |  | 0.686 - 0.701
| 6 | 0.444 - 0.453 |  | 0.398 - 0.406 |  | 6 | 0.757 - 0.773 |  | 0.695 - 0.713
| 7 | 0.351 - 0.355 |  | 0.376 - 0.384 |  | 7 | 0.603 - 0.616 |  | 0.637 - 0.655
|  | Mammography (0 deg) |  | Tomo (15 deg) |  |  | Mammography (0 deg) |  | Tomo (15 deg)
|  | Multiple Scatter Energy |  | Multiple Scatter Energy |  |  | Multiple Scatter Energy |  | Multiple Scatter Energy
| Detector ROI | [eV per photon] |  | [eV per photon] |  | Detector ROI | [eV per photon] |  | [eV per photon]
| 1 | 0.221 - 0.235 |  | 0.128 - 0.133 |  | 1 | 0.276 - 0.292 |  | 0.184 - 0.197
| 2 | 0.184 - 0.194 |  | 0.151 - 0.157 |  | 2 | 0.420 - 0.443 |  | 0.367 - 0.389
| 3 | 0.258 - 0.270 |  | 0.209 - 0.213 |  | 3 | 0.542 - 0.557 |  | 0.477 - 0.486
| 4 | 0.191 - 0.200 |  | 0.178 - 0.186 |  | 4 | 0.461 - 0.486 |  | 0.447 - 0.469
| 5 | 0.254 - 0.265 |  | 0.236 - 0.243 |  | 5 | 0.598 - 0.619 |  | 0.579 - 0.596
| 6 | 0.267 - 0.277 |  | 0.253 - 0.256 |  | 6 | 0.599 - 0.617 |  | 0.579 - 0.592
| 7 | 0.184 - 0.194 |  | 0.203 - 0.217 |  | 7 | 0.420 - 0.443 |  | 0.450 - 0.478

## Mean Range
Full Field | 16.8 keV |  |  |  |  | Mo/Mo 30 kVp |  |  |  |  | Pencil Beam | 16.8 keV |  |  |  |  | Mo/Mo 30 kVp
| Time per x-ray: | 0.197 - 2.421 | sec*CPU core | 0.155 - 2.805 | sec*CPU core | Time per x-ray: | 0.184 - 2.479 | sec*CPU core | 0.137 - 2.897 | sec*CPU core |  | Time per x-ray: | 0.247 - 1.815 | sec*CPU core | 0.254 - 1.753 | sec*CPU core | Time per x-ray: | 0.225 - 1.898 | sec*CPU core | 0.228 - 1.672 | sec*CPU core
| Time to 1% in purple uncertainty | 0.146 - 1.893 | sec*CPU core | 0.182 - 2.142 | sec*CPU core | Time to 1% in purple uncertainty | 0.179 - 1.563 | sec*CPU core | 0.155 - 2.125 | sec*CPU core |  | Time to 1% in purple uncertainty | 0.034 - 3.428 | sec*CPU core | 0.038 - 3.494 | sec*CPU core | Time to 1% in purple uncertainty | 0.033 - 3.409 | sec*CPU core | 0.034 - 3.439 | sec*CPU core
| Time to 1% in green uncertainty | 0.130 - 1.834 | sec*CPU core | 0.132 - 2.198 | sec*CPU core | Time to 1% in green uncertainty | 0.118 - 2.148 | sec*CPU core | 0.101 - 2.505 | sec*CPU core
| Time to 1% in red uncertainty | 0.000 - 1.544 | sec*CPU core | 0.000 - 1.781 | sec*CPU core | Time to 1% in red uncertainty | 0.000 - 1.846 | sec*CPU core | 0.000 - 1.727 | sec*CPU core
|  | Mammography (0 deg) |  | Tomo (15 deg) |  |  | Mammography (0 deg) |  | Tomo (15 deg) |  |  | Energy in Detector |  |  |  |  | Energy in Detector
|  | Energy Dep. In Breast |  | Energy Dep. In Breast |  |  | Energy Dep. In Breast |  | Energy Dep. In Breast |  |  |  | Mammography (0 deg) |  | Tomo (15 deg) |  |  | Mammography (0 deg) |  | Tomo (15 deg)
|  | [eV per photon] |  | [eV per photon] |  |  | [eV per photon] |  | [eV per photon] |  |  |  | Primary Energy |  | Primary Energy |  |  | Primary Energy |  | Primary Energy
| Whole Breast | 0.999 - 1.001 |  | 0.997 - 1.002 |  | Whole Breast | 0.999 - 1.001 |  | 0.997 - 1.002 |  |  | Detector ROI | [eV per photon] |  | [eV per photon] |  | Detector ROI | [eV per photon] |  | [eV per photon]
[12 empty] | 5 | 0.991 - 1.008 |  | 0.991 - 1.008 |  | 5 | 0.993 - 1.007 |  | 0.993 - 1.007
|  | Mammography (0 deg) |  | Tomo (15 deg) |  |  | Mammography (0 deg) |  | Tomo (15 deg)
|  | Glandular Dose |  | Glandular Dose |  |  | Glandular Dose |  | Glandular Dose |  |  |  | Mammography (0 deg) |  | Tomo (15 deg) |  |  | Mammography (0 deg) |  | Tomo (15 deg)
|  | [mGy per photon] |  | [mGy per photon] |  |  | [mGy per photon] |  | [mGy per photon] |  |  |  | Scatter Energy |  | Scatter Energy |  |  | Scatter Energy |  | Scatter Energy
| Whole Breast | 0.999 - 1.002 |  | 0.997 - 1.004 |  | Whole Breast | 0.997 - 1.003 |  | 0.998 - 1.003 |  |  | Detector ROI | [eV per photon] |  | [eV per photon] |  | Detector ROI | [eV per photon] |  | [eV per photon]
| mGy per mGy air kerma | 0.999 - 1.002 |  | 0.997 - 1.004 |  | mGy per mGy air kerma | 0.996 - 1.003 |  | 0.998 - 1.003 |  |  | 1 | 0.977 - 1.022 |  | 0.981 - 1.038 |  | 1 | 0.985 - 1.019 |  | 0.979 - 1.027
[12 empty] | 2 | 0.983 - 1.014 |  | 0.984 - 1.013 |  | 2 | 0.991 - 1.008 |  | 0.991 - 1.008
|  | Mammography (0 deg) |  | Tomo (15 deg) |  |  | Mammography (0 deg) |  | Tomo (15 deg) |  |  | 3 | 0.991 - 1.008 |  | 0.985 - 1.014 |  | 3 | 0.993 - 1.010 |  | 0.991 - 1.012
|  | Energy Dep. In VOI |  | Energy Dep. In VOI |  |  | Energy Dep. In VOI |  | Energy Dep. In VOI |  |  | 4 | 0.983 - 1.016 |  | 0.985 - 1.016 |  | 4 | 0.990 - 1.010 |  | 0.989 - 1.012
| Breast VOI | [eV per photon] |  | [eV per photon] |  | Breast VOI | [eV per photon] |  | [eV per photon] |  |  | 5 | 0.984 - 1.019 |  | 0.983 - 1.020 |  | 5 | 0.986 - 1.016 |  | 0.986 - 1.016
| 1 | 0.987 - 1.006 |  | 0.983 - 1.009 |  | 1 | 0.998 - 1.002 |  | 0.997 - 1.003 |  |  | 6 | 0.983 - 1.014 |  | 0.985 - 1.013 |  | 6 | 0.992 - 1.007 |  | 0.990 - 1.007
| 2 | 0.992 - 1.014 |  | 0.984 - 1.009 |  | 2 | 0.999 - 1.002 |  | 0.998 - 1.003 |  |  | 7 | 0.986 - 1.019 |  | 0.989 - 1.024 |  | 7 | 0.985 - 1.016 |  | 0.986 - 1.015
| 3 | 0.968 - 1.012 |  | 0.983 - 1.008 |  | 3 | 0.998 - 1.001 |  | 0.998 - 1.002
| 4 | 0.954 - 1.017 |  | 0.983 - 1.008 |  | 4 | 0.999 - 1.001 |  | 0.997 - 1.003 |  |  |  | Mammography (0 deg) |  | Tomo (15 deg) |  |  | Mammography (0 deg) |  | Tomo (15 deg)
| 5 | 0.998 - 1.002 |  | 0.982 - 1.012 |  | 5 | 0.997 - 1.002 |  | 0.997 - 1.003 |  |  |  | Single Compton Energy |  | Single Compton Energy |  |  | Single Compton Energy |  | Single Compton Energy
| 6 | 0.917 - 1.031 |  | 0.985 - 1.009 |  | 6 | 0.997 - 1.002 |  | 0.996 - 1.005 |  |  | Detector ROI | [eV per photon] |  | [eV per photon] |  | Detector ROI | [eV per photon] |  | [eV per photon]
| 7 | 0.986 - 1.005 |  | 0.980 - 1.009 |  | 7 | 0.999 - 1.001 |  | 0.997 - 1.003 |  |  | 1 | 0.987 - 1.014 |  | 0.992 - 1.013 |  | 1 | 0.996 - 1.003 |  | 0.992 - 1.006
[12 empty] | 2 | 0.989 - 1.020 |  | 0.982 - 1.032 |  | 2 | 0.992 - 1.015 |  | 0.990 - 1.018
| Energy in Detector |  |  |  |  | Energy in Detector | [5 empty] | 3 | 0.991 - 1.018 |  | 0.987 - 1.019 |  | 3 | 0.994 - 1.008 |  | 0.992 - 1.014
|  | Mammography (0 deg) |  | Tomo (15 deg) |  |  | Mammography (0 deg) |  | Tomo (15 deg) |  |  | 4 | 0.975 - 1.043 |  | 0.977 - 1.043 |  | 4 | 0.985 - 1.026 |  | 0.984 - 1.029
|  | Primary Energy |  | Primary Energy |  |  | Primary Energy |  | Primary Energy |  |  | 5 | 0.910 - 1.146 |  | 0.906 - 1.151 |  | 5 | 0.935 - 1.106 |  | 0.934 - 1.108
| Detector ROI | [eV per photon] |  | [eV per photon] |  | Detector ROI | [eV per photon] |  | [eV per photon] |  |  | 6 | 0.985 - 1.029 |  | 0.987 - 1.024 |  | 6 | 0.992 - 1.014 |  | 0.992 - 1.015
| 1 | 0.999 - 1.001 |  | 0.996 - 1.004 |  | 1 | 0.999 - 1.001 |  | 0.996 - 1.004 |  |  | 7 | 0.992 - 1.004 |  | 0.992 - 1.006 |  | 7 | 0.995 - 1.007 |  | 0.992 - 1.007
| 2 | 0.993 - 1.007 |  | 0.982 - 1.038 |  | 2 | 0.992 - 1.007 |  | 0.989 - 1.009
| 3 | 0.990 - 1.008 |  | 0.988 - 1.017 |  | 3 | 0.992 - 1.009 |  | 0.990 - 1.010 |  |  |  | Mammography (0 deg) |  | Tomo (15 deg) |  |  | Mammography (0 deg) |  | Tomo (15 deg)
| 4 | 0.993 - 1.004 |  | 0.992 - 1.009 |  | 4 | 0.990 - 1.009 |  | 0.991 - 1.012 |  |  |  | Single Rayleigh Energy |  | Single Rayleigh Energy |  |  | Single Rayleigh Energy |  | Single Rayleigh Energy
| 5 | 0.990 - 1.011 |  | 0.993 - 1.006 |  | 5 | 0.993 - 1.008 |  | 0.989 - 1.017 |  |  | Detector ROI | [eV per photon] |  | [eV per photon] |  | Detector ROI | [eV per photon] |  | [eV per photon]
| 6 | 0.991 - 1.010 |  | 0.992 - 1.004 |  | 6 | 0.995 - 1.006 |  | 0.990 - 1.010 |  |  | 1 | 0.984 - 1.014 |  | 0.982 - 1.016 |  | 1 | 0.968 - 1.030 |  | 0.983 - 1.014
| 7 | 0.992 - 1.007 |  | 0.991 - 1.009 |  | 7 | 0.991 - 1.009 |  | 0.990 - 1.010 |  |  | 2 | 0.991 - 1.016 |  | 0.992 - 1.013 |  | 2 | 0.992 - 1.015 |  | 0.991 - 1.018
[12 empty] | 3 | 0.992 - 1.016 |  | 0.991 - 1.016 |  | 3 | 0.987 - 1.019 |  | 0.989 - 1.017
|  | Mammography (0 deg) |  | Tomo (15 deg) |  |  | Mammography (0 deg) |  | Tomo (15 deg) |  |  | 4 | 0.990 - 1.014 |  | 0.991 - 1.014 |  | 4 | 0.992 - 1.016 |  | 0.992 - 1.016
|  | Scatter Energy |  | Scatter Energy |  |  | Scatter Energy |  | Scatter Energy |  |  | 5 | 0.990 - 1.014 |  | 0.989 - 1.014 |  | 5 | 0.991 - 1.015 |  | 0.991 - 1.015
| Detector ROI | [eV per photon] |  | [eV per photon] |  | Detector ROI | [eV per photon] |  | [eV per photon] |  |  | 6 | 0.991 - 1.012 |  | 0.992 - 1.013 |  | 6 | 0.988 - 1.018 |  | 0.990 - 1.017
| 1 | 0.992 - 1.004 |  | 0.995 - 1.007 |  | 1 | 0.989 - 1.010 |  | 0.989 - 1.014 |  |  | 7 | 0.991 - 1.016 |  | 0.986 - 1.012 |  | 7 | 0.982 - 1.023 |  | 0.982 - 1.021
| 2 | 0.974 - 1.029 |  | 0.986 - 1.018 |  | 2 | 0.981 - 1.022 |  | 0.981 - 1.026
| 3 | 0.976 - 1.019 |  | 0.984 - 1.016 |  | 3 | 0.984 - 1.015 |  | 0.987 - 1.016 |  |  |  | Mammography (0 deg) |  | Tomo (15 deg) |  |  | Mammography (0 deg) |  | Tomo (15 deg)
| 4 | 0.978 - 1.030 |  | 0.982 - 1.016 |  | 4 | 0.980 - 1.027 |  | 0.983 - 1.026 |  |  |  | Multiple Scatter Energy |  | Multiple Scatter Energy |  |  | Multiple Scatter Energy |  | Multiple Scatter Energy
| 5 | 0.977 - 1.019 |  | 0.990 - 1.020 |  | 5 | 0.985 - 1.014 |  | 0.985 - 1.017 |  |  | Detector ROI | [eV per photon] |  | [eV per photon] |  | Detector ROI | [eV per photon] |  | [eV per photon]
| 6 | 0.977 - 1.025 |  | 0.966 - 1.054 |  | 6 | 0.987 - 1.010 |  | 0.987 - 1.019 |  |  | 1 | 0.972 - 1.040 |  | 0.988 - 1.012 |  | 1 | 0.980 - 1.012 |  | 0.979 - 1.024
| 7 | 0.970 - 1.020 |  | 0.973 - 1.028 |  | 7 | 0.980 - 1.021 |  | 0.980 - 1.020 |  |  | 2 | 0.982 - 1.028 |  | 0.984 - 1.026 |  | 2 | 0.990 - 1.017 |  | 0.988 - 1.018
[12 empty] | 3 | 0.993 - 1.011 |  | 0.985 - 1.029 |  | 3 | 0.989 - 1.008 |  | 0.988 - 1.010
|  | Mammography (0 deg) |  | Tomo (15 deg) |  |  | Mammography (0 deg) |  | Tomo (15 deg) |  |  | 4 | 0.981 - 1.027 |  | 0.982 - 1.027 |  | 4 | 0.991 - 1.018 |  | 0.990 - 1.021
|  | Single Compton Energy |  | Single Compton Energy |  |  | Single Compton Energy |  | Single Compton Energy |  |  | 5 | 0.977 - 1.028 |  | 0.977 - 1.026 |  | 5 | 0.984 - 1.022 |  | 0.985 - 1.021
| Detector ROI | [eV per photon] |  | [eV per photon] |  | Detector ROI | [eV per photon] |  | [eV per photon] |  |  | 6 | 0.982 - 1.027 |  | 0.983 - 1.027 |  | 6 | 0.989 - 1.018 |  | 0.990 - 1.017
| 1 | 0.953 - 1.040 |  | 0.954 - 1.024 |  | 1 | 0.958 - 1.034 |  | 0.962 - 1.022 |  |  | 7 | 0.985 - 1.018 |  | 0.988 - 1.016 |  | 7 | 0.978 - 1.013 |  | 0.984 - 1.009
| 2 | 0.946 - 1.047 |  | 0.941 - 1.052 |  | 2 | 0.971 - 1.015 |  | 0.972 - 1.020
| 3 | 0.957 - 1.038 |  | 0.956 - 1.039 |  | 3 | 0.967 - 1.018 |  | 0.973 - 1.015
| 4 | 0.945 - 1.046 |  | 0.939 - 1.056 |  | 4 | 0.969 - 1.018 |  | 0.975 - 1.018
| 5 | 0.944 - 1.033 |  | 0.943 - 1.044 |  | 5 | 0.973 - 1.014 |  | 0.972 - 1.017
| 6 | 0.952 - 1.045 |  | 0.944 - 1.050 |  | 6 | 0.971 - 1.016 |  | 0.976 - 1.025
| 7 | 0.934 - 1.035 |  | 0.950 - 1.057 |  | 7 | 0.967 - 1.021 |  | 0.966 - 1.020
|  | Mammography (0 deg) |  | Tomo (15 deg) |  |  | Mammography (0 deg) |  | Tomo (15 deg)
|  | Single Rayleigh Energy |  | Single Rayleigh Energy |  |  | Single Rayleigh Energy |  | Single Rayleigh Energy
| Detector ROI | [eV per photon] |  | [eV per photon] |  | Detector ROI | [eV per photon] |  | [eV per photon]
| 1 | 0.992 - 1.009 |  | 0.992 - 1.012 |  | 1 | 0.993 - 1.009 |  | 0.993 - 1.012
| 2 | 0.996 - 1.007 |  | 0.979 - 1.018 |  | 2 | 0.993 - 1.012 |  | 0.985 - 1.017
| 3 | 0.995 - 1.008 |  | 0.990 - 1.014 |  | 3 | 0.993 - 1.012 |  | 0.994 - 1.011
| 4 | 0.979 - 1.019 |  | 0.987 - 1.015 |  | 4 | 0.988 - 1.017 |  | 0.983 - 1.019
| 5 | 0.993 - 1.007 |  | 0.976 - 1.020 |  | 5 | 0.994 - 1.011 |  | 0.992 - 1.014
| 6 | 0.990 - 1.010 |  | 0.990 - 1.009 |  | 6 | 0.991 - 1.012 |  | 0.989 - 1.014
| 7 | 0.994 - 1.005 |  | 0.990 - 1.011 |  | 7 | 0.991 - 1.013 |  | 0.987 - 1.016
|  | Mammography (0 deg) |  | Tomo (15 deg) |  |  | Mammography (0 deg) |  | Tomo (15 deg)
|  | Multiple Scatter Energy |  | Multiple Scatter Energy |  |  | Multiple Scatter Energy |  | Multiple Scatter Energy
| Detector ROI | [eV per photon] |  | [eV per photon] |  | Detector ROI | [eV per photon] |  | [eV per photon]
| 1 | 0.967 - 1.027 |  | 0.985 - 1.029 |  | 1 | 0.976 - 1.033 |  | 0.976 - 1.041
| 2 | 0.980 - 1.032 |  | 0.976 - 1.016 |  | 2 | 0.972 - 1.026 |  | 0.972 - 1.029
| 3 | 0.974 - 1.022 |  | 0.989 - 1.008 |  | 3 | 0.983 - 1.009 |  | 0.989 - 1.007
| 4 | 0.970 - 1.015 |  | 0.975 - 1.020 |  | 4 | 0.971 - 1.024 |  | 0.975 - 1.023
| 5 | 0.978 - 1.021 |  | 0.983 - 1.012 |  | 5 | 0.979 - 1.013 |  | 0.981 - 1.011
| 6 | 0.983 - 1.019 |  | 0.992 - 1.006 |  | 6 | 0.984 - 1.015 |  | 0.988 - 1.009
| 7 | 0.970 - 1.022 |  | 0.967 - 1.032 |  | 7 | 0.972 - 1.026 |  | 0.968 - 1.028

## EGSnrc
Full Field | 16.8 keV |  |  |  |  | Mo/Mo 30 kVp |  |  |  |  | Pencil Beam | 16.8 keV |  |  |  |  | Mo/Mo 30 kVp
| Time per x-ray: | 6.7271e-06 | sec*CPU core | 5.936e-06 | sec*CPU core | Time per x-ray: | 5.83e-06 | sec*CPU core | 6.15e-06 | sec*CPU core |  | Time per x-ray: | 4.3065e-06 | sec*CPU core | 4.7463e-06 | sec*CPU core | Time per x-ray: | 4.0612e-06 | sec*CPU core | 4.8317e-06 | sec*CPU core
| Time to 1% in purple uncertainty | 0.26908 | sec*CPU core | 0.23744 | sec*CPU core | Time to 1% in purple uncertainty | 0.23297 | sec*CPU core | 0.246 | sec*CPU core |  | Time to 1% in purple uncertainty | 2135.624 | sec*CPU core | 4517.0908 | sec*CPU core | Time to 1% in purple uncertainty | 811.9492 | sec*CPU core | 1433.4748 | sec*CPU core
| Time to 1% in green uncertainty | 207.5727 | sec*CPU core | 210.2205 | sec*CPU core | Time to 1% in green uncertainty | 182.646 | sec*CPU core | 204.7512 | sec*CPU core
| Time to 1% in red uncertainty | 56.5746 | sec*CPU core | 642.103 | sec*CPU core | Time to 1% in red uncertainty | 298.9216 | sec*CPU core | 394.9353 | sec*CPU core
|  | Mammography (0 deg) |  | Tomo (15 deg) |  |  | Mammography (0 deg) |  | Tomo (15 deg) |  |  | Energy in Detector |  |  |  |  | Energy in Detector
|  | Energy Dep. In Breast | Uncertainty | Energy Dep. In Breast | Uncertainty |  | Energy Dep. In Breast | Uncertainty | Energy Dep. In Breast | Uncertainty |  |  | Mammography (0 deg) |  | Tomo (15 deg) |  |  | Mammography (0 deg) |  | Tomo (15 deg)
|  | [eV per photon] | [%] | [eV per photon] | [%] |  | [eV per photon] | [%] | [eV per photon] | [%] |  |  | Primary Energy | Uncertainty | Primary Energy | Uncertainty |  | Primary Energy | Uncertainty | Primary Energy | Uncertainty
| Whole Breast | 4698.5 | 0.002% | 4573 | 0.002% | Whole Breast | 4295 | 0.002% | 4184.7 | 0.002% |  | Detector ROI | [eV per photon] | [%] | [eV per photon] | [%] | Detector ROI | [eV per photon] | [%] | [eV per photon] | [%]
[12 empty] | 5 | 129.68 | 0.004% | 109.6 | 0.005% | 5 | 279.36 | 0.003% | 249.02 | 0.004%
|  | Mammography (0 deg) |  | Tomo (15 deg) |  |  | Mammography (0 deg) |  | Tomo (15 deg)
|  | Glandular Dose | Uncertainty | Glandular Dose | Uncertainty |  | Glandular Dose | Uncertainty | Glandular Dose | Uncertainty |  |  | Mammography (0 deg) |  | Tomo (15 deg) |  |  | Mammography (0 deg) |  | Tomo (15 deg)
|  | [mGy per photon] | [%] | [mGy per photon] | [%] |  | [mGy per photon] | [%] | [mGy per photon] | [%] |  |  | Scatter Energy | Uncertainty | Scatter Energy | Uncertainty |  | Scatter Energy | Uncertainty | Scatter Energy | Uncertainty
| Whole Breast | 1.6684e-12 | 0.002% | 1.6238e-12 | 0.002% | Whole Breast | 1.5268e-12 | 0.002% | 1.4877e-12 | 0.002% |  | Detector ROI | [eV per photon] | [%] | [eV per photon] | [%] | Detector ROI | [eV per photon] | [%] | [eV per photon] | [%]
| mGy per mGy air kerma | 0.20223 |  | 0.197 |  | mGy per mGy air kerma | 0.542 |  | 0.528 |  |  | 1 | 0.32601 | 0.08% | 0.18736 | 0.12% | 1 | 1.0965 | 0.055% | 0.73705 | 0.067%
[12 empty] | 2 | 3.3189 | 0.03% | 2.0545 | 0.04% | 2 | 7.2716 | 0.021% | 4.9697 | 0.025%
|  | Mammography (0 deg) |  | Tomo (15 deg) |  |  | Mammography (0 deg) |  | Tomo (15 deg) |  |  | 3 | 1.3187 | 0.04% | 1.1568 | 0.05% | 3 | 3.3685 | 0.031% | 3.0914 | 0.032%
|  | Energy Dep. In VOI | Uncertainty | Energy Dep. In VOI | Uncertainty |  | Energy Dep. In VOI | Uncertainty | Energy Dep. In VOI | Uncertainty |  | 4 | 7.2042 | 0.02% | 6.1535 | 0.02% | 4 | 14.323 | 0.015% | 12.787 | 0.016%
| Breast VOI | [eV per photon] | [%] | [eV per photon] | [%] | Breast VOI | [eV per photon] | [%] | [eV per photon] | [%] |  | 5 | 24.448 | 0.01% | 20.433 | 0.01% | 5 | 46.469 | 0.008% | 40.771 | 0.009%
| 1 | 17.7281 | 0.03091% | 15.2234 | 0.03121% | 1 | 16.4705 | 0.0331% | 14.3455 | 0.0341% |  | 6 | 3.3174 | 0.03% | 4.2625 | 0.02% | 6 | 7.2683 | 0.021% | 9.1757 | 0.019%
| 2 | 17.9314 | 0.03101% | 16.8841 | 0.03274% | 2 | 16.6355 | 0.0332% | 15.7864 | 0.0338% |  | 7 | 0.32592 | 0.08% | 0.51272 | 0.07% | 7 | 1.0978 | 0.055% | 1.577 | 0.045%
| 3 | 18.0106 | 0.03081% | 16.981 | 0.03251% | 3 | 16.7793 | 0.033% | 15.9442 | 0.0335%
| 4 | 17.4921 | 0.03103% | 16.4608 | 0.03276% | 4 | 16.2274 | 0.0333% | 15.4036 | 0.0338% |  |  | Mammography (0 deg) |  | Tomo (15 deg) |  |  | Mammography (0 deg) |  | Tomo (15 deg)
| 5 | 17.7265 | 0.03091% | 18.3682 | 0.03407% | 5 | 16.4747 | 0.0331% | 17.124 | 0.0332% |  |  | Single Compton Energy | Uncertainty | Single Compton Energy | Uncertainty |  | Single Compton Energy | Uncertainty | Single Compton Energy | Uncertainty
| 6 | 5.5428 | 0.05555% | 5.0386 | 0.05951% | 6 | 6.0229 | 0.056% | 5.5972 | 0.0577% |  | Detector ROI | [eV per photon] | [%] | [eV per photon] | [%] | Detector ROI | [eV per photon] | [%] | [eV per photon] | [%]
| 7 | 56.2994 | 0.01742% | 55.1798 | 0.01806% | 7 | 50.0688 | 0.0187% | 49.0221 | 0.0186% |  | 1 | 0.10728 | 0.14% | 0.059251 | 0.21% | 1 | 0.39381 | 0.092% | 0.25635 | 0.115%
[12 empty] | 2 | 1.0331 | 0.05% | 0.5893 | 0.07% | 2 | 2.6951 | 0.035% | 1.7315 | 0.044%
| Energy in Detector |  |  |  |  | Energy in Detector | [5 empty] | 3 | 0.44624 | 0.07% | 0.38408 | 0.08% | 3 | 1.2882 | 0.05% | 1.1687 | 0.053%
|  | Mammography (0 deg) |  | Tomo (15 deg) |  |  | Mammography (0 deg) |  | Tomo (15 deg) |  |  | 4 | 1.9443 | 0.03% | 1.6208 | 0.04% | 4 | 4.8043 | 0.026% | 4.2211 | 0.028%
|  | Primary Energy | Uncertainty | Primary Energy | Uncertainty |  | Primary Energy | Uncertainty | Primary Energy | Uncertainty |  | 5 | 2.7028 | 0.03% | 2.1918 | 0.03% | 5 | 6.9139 | 0.022% | 5.9279 | 0.024%
| Detector ROI | [eV per photon] | [%] | [eV per photon] | [%] | Detector ROI | [eV per photon] | [%] | [eV per photon] | [%] |  | 6 | 1.0321 | 0.05% | 1.3613 | 0.04% | 6 | 2.6947 | 0.035% | 3.4863 | 0.031%
| 1 | 110.3 | 0.003% | 19.137 | 0.01% | 1 | 105.74 | 0.003% | 20.864 | 0.01% |  | 7 | 0.10742 | 0.14% | 0.17222 | 0.12% | 7 | 0.39461 | 0.092% | 0.57839 | 0.076%
| 2 | 1.474 | 0.028% | 1.0304 | 0.046% | 2 | 3.17 | 0.022% | 2.4261 | 0.034%
| 3 | 1.4429 | 0.029% | 1.0097 | 0.046% | 3 | 3.1158 | 0.022% | 2.3836 | 0.034% |  |  | Mammography (0 deg) |  | Tomo (15 deg) |  |  | Mammography (0 deg) |  | Tomo (15 deg)
| 4 | 1.5232 | 0.028% | 1.281 | 0.043% | 4 | 3.2519 | 0.022% | 2.883 | 0.032% |  |  | Single Rayleigh Energy | Uncertainty | Single Rayleigh Energy | Uncertainty |  | Single Rayleigh Energy | Uncertainty | Single Rayleigh Energy | Uncertainty
| 5 | 1.5111 | 0.028% | 1.2718 | 0.043% | 5 | 3.2359 | 0.022% | 2.866 | 0.032% |  | Detector ROI | [eV per photon] | [%] | [eV per photon] | [%] | Detector ROI | [eV per photon] | [%] | [eV per photon] | [%]
| 6 | 1.4588 | 0.028% | 1.2252 | 0.044% | 6 | 3.1439 | 0.022% | 2.7838 | 0.033% |  | 1 | 0.058418 | 0.19% | 0.036473 | 0.26% | 1 | 0.13535 | 0.154% | 0.098103 | 0.183%
| 7 | 1.4753 | 0.028% | 1.4986 | 0.041% | 7 | 3.1713 | 0.022% | 3.2705 | 0.031% |  | 2 | 1.112 | 0.04% | 0.74693 | 0.06% | 2 | 1.8812 | 0.04% | 1.3894 | 0.047%
[12 empty] | 3 | 0.30885 | 0.08% | 0.27505 | 0.1% | 3 | 0.57966 | 0.073% | 0.53599 | 0.077%
|  | Mammography (0 deg) |  | Tomo (15 deg) |  |  | Mammography (0 deg) |  | Tomo (15 deg) |  |  | 4 | 3.1845 | 0.03% | 2.7537 | 0.03% | 4 | 5.1828 | 0.024% | 4.6735 | 0.026%
|  | Scatter Energy | Uncertainty | Scatter Energy | Uncertainty |  | Scatter Energy | Uncertainty | Scatter Energy | Uncertainty |  | 5 | 17.987 | 0.01% | 15.08 | 0.01% | 5 | 32.279 | 0.01% | 28.421 | 0.01%
| Detector ROI | [eV per photon] | [%] | [eV per photon] | [%] | Detector ROI | [eV per photon] | [%] | [eV per photon] | [%] |  | 6 | 1.1112 | 0.04% | 1.3838 | 0.04% | 6 | 1.8789 | 0.04% | 2.2935 | 0.037%
| 1 | 3.3695 | 0.018% | 1.1992 | 0.041% | 1 | 3.3683 | 0.019% | 1.4169 | 0.04% |  | 7 | 0.058284 | 0.19% | 0.087396 | 0.17% | 7 | 0.13583 | 0.154% | 0.18672 | 0.13%
| 2 | 0.7495 | 0.039% | 0.56981 | 0.062% | 2 | 1.4975 | 0.031% | 1.2442 | 0.047%
| 3 | 1.1019 | 0.032% | 0.80746 | 0.051% | 3 | 1.9968 | 0.027% | 1.6281 | 0.04% |  |  | Mammography (0 deg) |  | Tomo (15 deg) |  |  | Mammography (0 deg) |  | Tomo (15 deg)
| 4 | 0.7438 | 0.04% | 0.67741 | 0.059% | 4 | 1.5614 | 0.031% | 1.4715 | 0.045% |  |  | Multiple Scatter Energy | Uncertainty | Multiple Scatter Energy | Uncertainty |  | Multiple Scatter Energy | Uncertainty | Multiple Scatter Energy | Uncertainty
| 5 | 0.9435 | 0.035% | 0.86294 | 0.052% | 5 | 1.9647 | 0.027% | 1.8548 | 0.04% |  | Detector ROI | [eV per photon] | [%] | [eV per photon] | [%] | Detector ROI | [eV per photon] | [%] | [eV per photon] | [%]
| 6 | 1.0457 | 0.033% | 0.9786 | 0.048% | 6 | 2.0373 | 0.027% | 1.9392 | 0.038% |  | 1 | 0.1603 | 0.12% | 0.091625 | 0.17% | 1 | 0.5673 | 0.076% | 0.38258 | 0.093%
| 7 | 0.7495 | 0.039% | 0.85456 | 0.054% | 7 | 1.4984 | 0.031% | 1.6373 | 0.043% |  | 2 | 1.1737 | 0.04% | 0.71823 | 0.06% | 2 | 2.6952 | 0.034% | 1.8487 | 0.041%
[12 empty] | 3 | 0.56363 | 0.06% | 0.49763 | 0.07% | 3 | 1.5005 | 0.046% | 1.3867 | 0.048%
|  | Mammography (0 deg) |  | Tomo (15 deg) |  |  | Mammography (0 deg) |  | Tomo (15 deg) |  |  | 4 | 2.0753 | 0.03% | 1.7788 | 0.04% | 4 | 4.3359 | 0.027% | 3.8924 | 0.028%
|  | Single Compton Energy | Uncertainty | Single Compton Energy | Uncertainty |  | Single Compton Energy | Uncertainty | Single Compton Energy | Uncertainty |  | 5 | 3.7579 | 0.02% | 3.1613 | 0.03% | 5 | 7.2764 | 0.02% | 6.4219 | 0.022%
| Detector ROI | [eV per photon] | [%] | [eV per photon] | [%] | Detector ROI | [eV per photon] | [%] | [eV per photon] | [%] |  | 6 | 1.174 | 0.04% | 1.5173 | 0.04% | 6 | 2.6946 | 0.034% | 3.3959 | 0.03%
| 1 | 0.9481 | 0.034% | 0.30972 | 0.08% | 1 | 0.99973 | 0.035% | 0.38273 | 0.077% |  | 7 | 0.16022 | 0.12% | 0.25309 | 0.1% | 7 | 0.56739 | 0.076% | 0.81189 | 0.063%
| 2 | 0.2044 | 0.075% | 0.15235 | 0.118% | 2 | 0.44892 | 0.057% | 0.37187 | 0.086%
| 3 | 0.3752 | 0.055% | 0.25892 | 0.09% | 3 | 0.68074 | 0.046% | 0.53819 | 0.071%
| 4 | 0.1877 | 0.079% | 0.17691 | 0.114% | 4 | 0.45624 | 0.058% | 0.43615 | 0.083%
| 5 | 0.2497 | 0.068% | 0.23561 | 0.099% | 5 | 0.5993 | 0.05% | 0.57259 | 0.072%
| 6 | 0.3258 | 0.059% | 0.3197 | 0.084% | 6 | 0.66814 | 0.047% | 0.64965 | 0.066%
| 7 | 0.2043 | 0.075% | 0.2592 | 0.098% | 7 | 0.44954 | 0.057% | 0.51538 | 0.078%
|  | Mammography (0 deg) |  | Tomo (15 deg) |  |  | Mammography (0 deg) |  | Tomo (15 deg)
|  | Single Rayleigh Energy | Uncertainty | Single Rayleigh Energy | Uncertainty |  | Single Rayleigh Energy | Uncertainty | Single Rayleigh Energy | Uncertainty
| Detector ROI | [eV per photon] | [%] | [eV per photon] | [%] | Detector ROI | [eV per photon] | [%] | [eV per photon] | [%]
| 1 | 2.1859 | 0.023% | 0.75594 | 0.051% | 1 | 2.0766 | 0.024% | 0.83757 | 0.052%
| 2 | 0.351 | 0.058% | 0.26052 | 0.092% | 2 | 0.60512 | 0.049% | 0.48386 | 0.075%
| 3 | 0.4609 | 0.05% | 0.33581 | 0.08% | 3 | 0.75979 | 0.043% | 0.60384 | 0.066%
| 4 | 0.3562 | 0.058% | 0.31405 | 0.087% | 4 | 0.61938 | 0.048% | 0.56642 | 0.072%
| 5 | 0.4336 | 0.052% | 0.38456 | 0.078% | 5 | 0.74997 | 0.044% | 0.68834 | 0.065%
| 6 | 0.4481 | 0.051% | 0.40284 | 0.076% | 6 | 0.76088 | 0.043% | 0.70147 | 0.064%
| 7 | 0.3514 | 0.058% | 0.3787 | 0.082% | 7 | 0.60559 | 0.049% | 0.64343 | 0.069%
|  | Mammography (0 deg) |  | Tomo (15 deg) |  |  | Mammography (0 deg) |  | Tomo (15 deg)
|  | Multiple Scatter Energy | Uncertainty | Multiple Scatter Energy | Uncertainty |  | Multiple Scatter Energy | Uncertainty | Multiple Scatter Energy | Uncertainty
| Detector ROI | [eV per photon] | [%] | [eV per photon] | [%] | Detector ROI | [eV per photon] | [%] | [eV per photon] | [%]
| 1 | 0.2351 | 0.069% | 0.13347 | 0.122% | 1 | 0.29163 | 0.066% | 0.19651 | 0.11%
| 2 | 0.1941 | 0.077% | 0.15693 | 0.117% | 2 | 0.44344 | 0.057% | 0.3885 | 0.084%
| 3 | 0.2657 | 0.065% | 0.21269 | 0.099% | 3 | 0.55622 | 0.05% | 0.48599 | 0.074%
| 4 | 0.1999 | 0.077% | 0.18643 | 0.111% | 4 | 0.48575 | 0.055% | 0.46894 | 0.079%
| 5 | 0.2601 | 0.067% | 0.24274 | 0.097% | 5 | 0.61544 | 0.049% | 0.59383 | 0.07%
| 6 | 0.2717 | 0.065% | 0.256 | 0.094% | 6 | 0.60821 | 0.049% | 0.58802 | 0.069%
| 7 | 0.1939 | 0.077% | 0.21662 | 0.107% | 7 | 0.44319 | 0.057% | 0.47845 | 0.08%

## Geant4
Full Field | 16.8 keV |  |  |  |  | Mo/Mo 30 kVp |  |  |  |  | Pencil Beam | 16.8 keV |  |  |  |  | Mo/Mo 30 kVp
| Time per x-ray: | 2.98e-05 | sec*CPU core | 3.04e-05 | sec*CPU core | Time per x-ray: | 3.2e-05 | sec*CPU core | 3.26e-05 | sec*CPU core |  | Time per x-ray: | 3.17e-05 | sec*CPU core | 3.27e-05 | sec*CPU core | Time per x-ray: | 3.42e-05 | sec*CPU core | 3.54e-05 | sec*CPU core
| Time to 1% in purple uncertainty | 1.4689 | sec*CPU core | 1.3332 | sec*CPU core | Time to 1% in purple uncertainty | 1.7406 | sec*CPU core | 1.6664 | sec*CPU core |  | Time to 1% in purple uncertainty | 30314.4756 | sec*CPU core | 49031.9773 | sec*CPU core | Time to 1% in purple uncertainty | 12437.3294 | sec*CPU core | 17620.5391 | sec*CPU core
| Time to 1% in green uncertainty | 1709.1438 | sec*CPU core | 1643.6455 | sec*CPU core | Time to 1% in green uncertainty | 1741.0215 | sec*CPU core | 1739.3696 | sec*CPU core
| Time to 1% in red uncertainty | 6596.5945 | sec*CPU core | 8256.7663 | sec*CPU core | Time to 1% in red uncertainty | 3870.0562 | sec*CPU core | 4736.9494 | sec*CPU core
|  | Mammography (0 deg) |  | Tomo (15 deg) |  |  | Mammography (0 deg) |  | Tomo (15 deg) |  |  | Energy in Detector |  |  |  |  | Energy in Detector
|  | Energy Dep. In Breast | Uncertainty | Energy Dep. In Breast | Uncertainty |  | Energy Dep. In Breast | Uncertainty | Energy Dep. In Breast | Uncertainty |  |  | Mammography (0 deg) |  | Tomo (15 deg) |  |  | Mammography (0 deg) |  | Tomo (15 deg)
|  | [eV per photon] | [%] | [eV per photon] | [%] |  | [eV per photon] | [%] | [eV per photon] | [%] |  |  | Primary Energy | Uncertainty | Primary Energy | Uncertainty |  | Primary Energy | Uncertainty | Primary Energy | Uncertainty
| Whole Breast | 4700.46 | 0.0016% | 4588.23 | 0.001627% | Whole Breast | 4296.79 | 0.00174% | 4198.18 | 0.001769% |  | Detector ROI | [eV per photon] | [%] | [eV per photon] | [%] | Detector ROI | [eV per photon] | [%] | [eV per photon] | [%]
[12 empty] | 5 | 131.251 | 0.01127% | 110.943 | 0.01226% | 5 | 282.831 | 0.008609% | 252.191 | 0.009157%
|  | Mammography (0 deg) |  | Tomo (15 deg) |  |  | Mammography (0 deg) |  | Tomo (15 deg)
|  | Glandular Dose | Uncertainty | Glandular Dose | Uncertainty |  | Glandular Dose | Uncertainty | Glandular Dose | Uncertainty |  |  | Mammography (0 deg) |  | Tomo (15 deg) |  |  | Mammography (0 deg) |  | Tomo (15 deg)
|  | [mGy per photon] | [%] | [mGy per photon] | [%] |  | [mGy per photon] | [%] | [mGy per photon] | [%] |  |  | Scatter Energy | Uncertainty | Scatter Energy | Uncertainty |  | Scatter Energy | Uncertainty | Scatter Energy | Uncertainty
| Whole Breast | 1.6723e-12 | 0.0016% | 1.6324e-12 | 0.001627% | Whole Breast | 1.5305e-12 | 0.00174% | 1.4954e-12 | 0.001769% |  | Detector ROI | [eV per photon] | [%] | [eV per photon] | [%] | Detector ROI | [eV per photon] | [%] | [eV per photon] | [%]
| mGy per mGy air kerma | 0.20271 |  | 0.19787 |  | mGy per mGy air kerma | 0.54286 |  | 0.53043 |  |  | 1 | 0.32277 | 0.2262% | 0.1846 | 0.2994% | 1 | 1.0798 | 0.1415% | 0.71945 | 0.175%
[12 empty] | 2 | 3.357 | 0.07037% | 2.0724 | 0.08963% | 2 | 7.3007 | 0.05339% | 4.9897 | 0.06504%
|  | Mammography (0 deg) |  | Tomo (15 deg) |  |  | Mammography (0 deg) |  | Tomo (15 deg) |  |  | 3 | 1.3277 | 0.1117% | 1.165 | 0.1193% | 3 | 3.3592 | 0.07923% | 3.0831 | 0.08293%
|  | Energy Dep. In VOI | Uncertainty | Energy Dep. In VOI | Uncertainty |  | Energy Dep. In VOI | Uncertainty | Energy Dep. In VOI | Uncertainty |  | 4 | 7.2892 | 0.04782% | 6.2255 | 0.05175% | 4 | 14.4266 | 0.0378% | 12.8873 | 0.04012%
| Breast VOI | [eV per photon] | [%] | [eV per photon] | [%] | Breast VOI | [eV per photon] | [%] | [eV per photon] | [%] |  | 5 | 24.8596 | 0.02594% | 20.8 | 0.02836% | 5 | 47.134 | 0.02091% | 41.365 | 0.0224%
| 1 | 17.7824 | 0.03054% | 15.3298 | 0.03289% | 1 | 16.5281 | 0.0327% | 14.4315 | 0.03507% |  | 6 | 3.3529 | 0.07042% | 4.3027 | 0.06213% | 6 | 7.3016 | 0.05339% | 9.2286 | 0.04741%
| 2 | 17.9932 | 0.03036% | 16.9938 | 0.03124% | 2 | 16.6716 | 0.03256% | 15.8749 | 0.03341% |  | 7 | 0.32399 | 0.2258% | 0.51208 | 0.1795% | 7 | 1.08 | 0.1415% | 1.5579 | 0.1171%
| 3 | 18.0736 | 0.03031% | 17.0665 | 0.03119% | 3 | 16.8132 | 0.03246% | 16.0065 | 0.03331%
| 4 | 17.55 | 0.03074% | 16.5694 | 0.03164% | 4 | 16.2645 | 0.03297% | 15.4895 | 0.03383% |  |  | Mammography (0 deg) |  | Tomo (15 deg) |  |  | Mammography (0 deg) |  | Tomo (15 deg)
| 5 | 17.7868 | 0.03053% | 18.485 | 0.02995% | 5 | 16.5299 | 0.0327% | 17.2192 | 0.03205% |  |  | Single Compton Energy | Uncertainty | Single Compton Energy | Uncertainty |  | Single Compton Energy | Uncertainty | Single Compton Energy | Uncertainty
| 6 | 5.5732 | 0.05458% | 5.0863 | 0.05713% | 6 | 6.0489 | 0.05503% | 5.6291 | 0.05714% |  | Detector ROI | [eV per photon] | [%] | [eV per photon] | [%] | Detector ROI | [eV per photon] | [%] | [eV per photon] | [%]
| 7 | 56.2932 | 0.01716% | 55.3379 | 0.0173% | 7 | 50.0746 | 0.01838% | 49.1539 | 0.01857% |  | 1 | 0.10587 | 0.395% | 0.058143 | 0.5336% | 1 | 0.39138 | 0.2379% | 0.25276 | 0.2988%
[12 empty] | 2 | 1.0357 | 0.1267% | 0.58677 | 0.1684% | 2 | 2.6914 | 0.08938% | 1.7272 | 0.1125%
| Energy in Detector |  |  |  |  | Energy in Detector | [5 empty] | 3 | 0.44643 | 0.1927% | 0.38647 | 0.2071% | 3 | 1.2845 | 0.1298% | 1.1666 | 0.1367%
|  | Mammography (0 deg) |  | Tomo (15 deg) |  |  | Mammography (0 deg) |  | Tomo (15 deg) |  |  | 4 | 1.9316 | 0.09286% | 1.6138 | 0.1016% | 4 | 4.7866 | 0.06691% | 4.208 | 0.0716%
|  | Primary Energy | Uncertainty | Primary Energy | Uncertainty |  | Primary Energy | Uncertainty | Primary Energy | Uncertainty |  | 5 | 2.6025 | 0.08018% | 2.1061 | 0.08913% | 5 | 6.74 | 0.05676% | 5.777 | 0.06152%
| Detector ROI | [eV per photon] | [%] | [eV per photon] | [%] | Detector ROI | [eV per photon] | [%] | [eV per photon] | [%] |  | 6 | 1.0331 | 0.1268% | 1.3597 | 0.1105% | 6 | 2.6919 | 0.08939% | 3.4926 | 0.07831%
| 1 | 110.342 | 0.0123% | 19.2222 | 0.02955% | 1 | 105.806 | 0.0129% | 20.9842 | 0.02988% |  | 7 | 0.10609 | 0.3946% | 0.1715 | 0.3102% | 7 | 0.39129 | 0.2378% | 0.5733 | 0.1953%
| 2 | 1.4893 | 0.1062% | 1.0455 | 0.1268% | 2 | 3.2092 | 0.08136% | 2.466 | 0.09336%
| 3 | 1.4611 | 0.1072% | 1.0247 | 0.128% | 3 | 3.1557 | 0.08205% | 2.4174 | 0.0943% |  |  | Mammography (0 deg) |  | Tomo (15 deg) |  |  | Mammography (0 deg) |  | Tomo (15 deg)
| 4 | 1.5397 | 0.1045% | 1.3028 | 0.1136% | 4 | 3.2903 | 0.08031% | 2.9278 | 0.08544% |  |  | Single Rayleigh Energy | Uncertainty | Single Rayleigh Energy | Uncertainty |  | Single Rayleigh Energy | Uncertainty | Single Rayleigh Energy | Uncertainty
| 5 | 1.5284 | 0.1048% | 1.2884 | 0.1142% | 5 | 3.2796 | 0.08046% | 2.9115 | 0.08568% |  | Detector ROI | [eV per photon] | [%] | [eV per photon] | [%] | Detector ROI | [eV per photon] | [%] | [eV per photon] | [%]
| 6 | 1.4762 | 0.1067% | 1.24 | 0.1164% | 6 | 3.1778 | 0.08175% | 2.832 | 0.08692% |  | 1 | 0.059425 | 0.5317% | 0.036945 | 0.6743% | 1 | 0.13914 | 0.3908% | 0.10117 | 0.4634%
| 7 | 1.4913 | 0.1061% | 1.5193 | 0.1052% | 7 | 3.2112 | 0.08132% | 3.3232 | 0.08001% |  | 2 | 1.1376 | 0.1215% | 0.76311 | 0.1484% | 2 | 1.9214 | 0.1028% | 1.4257 | 0.1202%
[12 empty] | 3 | 0.3162 | 0.2305% | 0.28189 | 0.2441% | 3 | 0.59478 | 0.1863% | 0.54842 | 0.1947%
|  | Mammography (0 deg) |  | Tomo (15 deg) |  |  | Mammography (0 deg) |  | Tomo (15 deg) |  |  | 4 | 3.2606 | 0.07177% | 2.8182 | 0.0772% | 4 | 5.3059 | 0.06168% | 4.7856 | 0.06515%
|  | Scatter Energy | Uncertainty | Scatter Energy | Uncertainty |  | Scatter Energy | Uncertainty | Scatter Energy | Uncertainty |  | 5 | 18.4323 | 0.03017% | 15.4704 | 0.03294% | 5 | 33.0413 | 0.02492% | 29.099 | 0.02665%
| Detector ROI | [eV per photon] | [%] | [eV per photon] | [%] | Detector ROI | [eV per photon] | [%] | [eV per photon] | [%] |  | 6 | 1.1346 | 0.1217% | 1.4138 | 0.109% | 6 | 1.9232 | 0.1028% | 2.349 | 0.09287%
| 1 | 3.3388 | 0.07073% | 1.1851 | 0.1187% | 1 | 3.3285 | 0.07304% | 1.3993 | 0.1163% |  | 7 | 0.059679 | 0.5306% | 0.089691 | 0.4328% | 7 | 0.13949 | 0.3904% | 0.19115 | 0.3313%
| 2 | 0.7238 | 0.1517% | 0.55157 | 0.1737% | 2 | 1.4647 | 0.1189% | 1.2146 | 0.1313%
| 3 | 1.0693 | 0.1246% | 0.78856 | 0.1451% | 3 | 1.9634 | 0.1019% | 1.6091 | 0.1135% |  |  | Mammography (0 deg) |  | Tomo (15 deg) |  |  | Mammography (0 deg) |  | Tomo (15 deg)
| 4 | 0.72315 | 0.1518% | 0.65455 | 0.1595% | 4 | 1.5297 | 0.1167% | 1.4427 | 0.1204% |  |  | Multiple Scatter Energy | Uncertainty | Multiple Scatter Energy | Uncertainty |  | Multiple Scatter Energy | Uncertainty | Multiple Scatter Energy | Uncertainty
| 5 | 0.92225 | 0.1344% | 0.83921 | 0.1408% | 5 | 1.9358 | 0.1036% | 1.8307 | 0.1068% |  | Detector ROI | [eV per photon] | [%] | [eV per photon] | [%] | Detector ROI | [eV per photon] | [%] | [eV per photon] | [%]
| 6 | 1.0171 | 0.1278% | 0.94573 | 0.1325% | 6 | 2.0096 | 0.1013% | 1.9105 | 0.104% |  | 1 | 0.15748 | 0.3229% | 0.089517 | 0.4287% | 1 | 0.54924 | 0.1971% | 0.36553 | 0.2438%
| 7 | 0.72337 | 0.1517% | 0.81942 | 0.1425% | 7 | 1.4649 | 0.1189% | 1.5941 | 0.1136% |  | 2 | 1.1837 | 0.1179% | 0.72257 | 0.1511% | 2 | 2.6879 | 0.08728% | 1.8368 | 0.1064%
[12 empty] | 3 | 0.56509 | 0.1705% | 0.49659 | 0.182% | 3 | 1.4799 | 0.1185% | 1.3681 | 0.1235%
|  | Mammography (0 deg) |  | Tomo (15 deg) |  |  | Mammography (0 deg) |  | Tomo (15 deg) |  |  | 4 | 2.097 | 0.08867% | 1.7935 | 0.09589% | 4 | 4.3341 | 0.06839% | 3.8936 | 0.07239%
|  | Single Compton Energy | Uncertainty | Single Compton Energy | Uncertainty |  | Single Compton Energy | Uncertainty | Single Compton Energy | Uncertainty |  | 5 | 3.8249 | 0.06572% | 3.2235 | 0.07159% | 5 | 7.3528 | 0.05234% | 6.489 | 0.0559%
| Detector ROI | [eV per photon] | [%] | [eV per photon] | [%] | Detector ROI | [eV per photon] | [%] | [eV per photon] | [%] |  | 6 | 1.1852 | 0.1179% | 1.5292 | 0.1037% | 6 | 2.6864 | 0.0873% | 3.387 | 0.07759%
| 1 | 0.89799 | 0.1361% | 0.2893 | 0.2395% | 1 | 0.94934 | 0.1386% | 0.36237 | 0.23% |  | 7 | 0.15822 | 0.3221% | 0.25089 | 0.2556% | 7 | 0.54927 | 0.1971% | 0.79346 | 0.163%
| 2 | 0.18452 | 0.2995% | 0.13631 | 0.3485% | 2 | 0.42948 | 0.2225% | 0.35441 | 0.2467%
| 3 | 0.34582 | 0.2184% | 0.2382 | 0.2631% | 3 | 0.64882 | 0.1784% | 0.51798 | 0.2018%
| 4 | 0.16958 | 0.3128% | 0.15725 | 0.3247% | 4 | 0.43651 | 0.222% | 0.41769 | 0.2274%
| 5 | 0.22827 | 0.2695% | 0.21271 | 0.2791% | 5 | 0.576 | 0.193% | 0.55054 | 0.1977%
| 6 | 0.29676 | 0.2359% | 0.28736 | 0.2396% | 6 | 0.63855 | 0.1815% | 0.61847 | 0.1844%
| 7 | 0.18423 | 0.2997% | 0.23292 | 0.2665% | 7 | 0.42921 | 0.2226% | 0.48818 | 0.2073%
|  | Mammography (0 deg) |  | Tomo (15 deg) |  |  | Mammography (0 deg) |  | Tomo (15 deg)
|  | Single Rayleigh Energy | Uncertainty | Single Rayleigh Energy | Uncertainty |  | Single Rayleigh Energy | Uncertainty | Single Rayleigh Energy | Uncertainty
| Detector ROI | [eV per photon] | [%] | [eV per photon] | [%] | Detector ROI | [eV per photon] | [%] | [eV per photon] | [%]
| 1 | 2.2103 | 0.08717% | 0.76812 | 0.1479% | 1 | 2.0992 | 0.09125% | 0.8527 | 0.1483%
| 2 | 0.35485 | 0.2176% | 0.26451 | 0.252% | 2 | 0.61508 | 0.1822% | 0.49317 | 0.2046%
| 3 | 0.46582 | 0.1899% | 0.34172 | 0.2217% | 3 | 0.77269 | 0.1619% | 0.61414 | 0.1829%
| 4 | 0.36232 | 0.2153% | 0.31926 | 0.2294% | 4 | 0.63269 | 0.1798% | 0.5782 | 0.1886%
| 5 | 0.43992 | 0.1954% | 0.39051 | 0.2074% | 5 | 0.76146 | 0.1638% | 0.70144 | 0.1712%
| 6 | 0.45298 | 0.1926% | 0.40583 | 0.2035% | 6 | 0.77254 | 0.1624% | 0.71258 | 0.1693%
| 7 | 0.35515 | 0.2175% | 0.3835 | 0.2093% | 7 | 0.61592 | 0.1821% | 0.65546 | 0.1763%
|  | Mammography (0 deg) |  | Tomo (15 deg) |  |  | Mammography (0 deg) |  | Tomo (15 deg)
|  | Multiple Scatter Energy | Uncertainty | Multiple Scatter Energy | Uncertainty |  | Multiple Scatter Energy | Uncertainty | Multiple Scatter Energy | Uncertainty
| Detector ROI | [eV per photon] | [%] | [eV per photon] | [%] | Detector ROI | [eV per photon] | [%] | [eV per photon] | [%]
| 1 | 0.23046 | 0.2644% | 0.12772 | 0.3577% | 1 | 0.27998 | 0.2552% | 0.18426 | 0.3232%
| 2 | 0.18444 | 0.2988% | 0.15075 | 0.3305% | 2 | 0.42017 | 0.2212% | 0.36702 | 0.2377%
| 3 | 0.25761 | 0.2526% | 0.20864 | 0.2807% | 3 | 0.54193 | 0.1937% | 0.47699 | 0.2077%
| 4 | 0.19125 | 0.2935% | 0.17805 | 0.3041% | 4 | 0.46055 | 0.2118% | 0.44686 | 0.2156%
| 5 | 0.25405 | 0.2546% | 0.23598 | 0.2641% | 5 | 0.5983 | 0.1855% | 0.57867 | 0.1891%
| 6 | 0.26735 | 0.248% | 0.25254 | 0.2552% | 6 | 0.59851 | 0.1851% | 0.5795 | 0.1883%
| 7 | 0.18399 | 0.2991% | 0.20299 | 0.2846% | 7 | 0.41979 | 0.2213% | 0.45046 | 0.2133%

## MCNP
Full Field | 16.8 keV |  |  |  |  | Mo/Mo 30 kVp |  |  |  |  | Pencil Beam | 16.8 keV |  |  |  |  | Mo/Mo 30 kVp
| Time per x-ray: | 1.7483e-05 | sec*CPU core | 9.555e-06 | sec*CPU core | Time per x-ray: | 1.0245e-05 | sec*CPU core | 1.0621e-05 | sec*CPU core |  | Time per x-ray: | 7.1322e-06 | sec*CPU core | 7.896e-06 | sec*CPU core | Time per x-ray: | 6.7288e-06 | sec*CPU core | 1.4669e-05 | sec*CPU core
| Time to 1% in purple uncertainty | 3.4966 | sec*CPU core | 0.85995 | sec*CPU core | Time to 1% in purple uncertainty | 1.2029 | sec*CPU core | 1.0621 | sec*CPU core |  | Time to 1% in purple uncertainty | 3495.1346 | sec*CPU core | 6683.1744 | sec*CPU core | Time to 1% in purple uncertainty | 1309.9762 | sec*CPU core | 4277.3346 | sec*CPU core
| Time to 1% in green uncertainty | 1541.983 | sec*CPU core | 1013.6899 | sec*CPU core | Time to 1% in green uncertainty | 943.105 | sec*CPU core | 1087.6416 | sec*CPU core
| Time to 1% in red uncertainty | 6167.9318 | sec*CPU core | 5010.7376 | sec*CPU core | Time to 1% in red uncertainty | 2121.9862 | sec*CPU core | 3097.2294 | sec*CPU core
|  | Mammography (0 deg) |  | Tomo (15 deg) |  |  | Mammography (0 deg) |  | Tomo (15 deg) |  |  | Energy in Detector |  |  |  |  | Energy in Detector
|  | Energy Dep. In Breast | Uncertainty | Energy Dep. In Breast | Uncertainty |  | Energy Dep. In Breast | Uncertainty | Energy Dep. In Breast | Uncertainty |  |  | Mammography (0 deg) |  | Tomo (15 deg) |  |  | Mammography (0 deg) |  | Tomo (15 deg)
|  | [eV per photon] | [%] | [eV per photon] | [%] |  | [eV per photon] | [%] | [eV per photon] | [%] |  |  | Primary Energy | Uncertainty | Primary Energy | Uncertainty |  | Primary Energy | Uncertainty | Primary Energy | Uncertainty
| Whole Breast | 4699.34 | 0.01% | 4584.5 | 0.03% | Whole Breast | 4294.59 | 0.01% | 4195.93 | 0.01% |  | Detector ROI | [eV per photon] | [%] | [eV per photon] | [%] | Detector ROI | [eV per photon] | [%] | [eV per photon] | [%]
[12 empty] | 5 | 131.797 | 0.05% | 111.405 | 0.04% | 5 | 283.407 | 0.03% | 252.736 | 0.03%
|  | Mammography (0 deg) |  | Tomo (15 deg) |  |  | Mammography (0 deg) |  | Tomo (15 deg)
|  | Glandular Dose | Uncertainty | Glandular Dose | Uncertainty |  | Glandular Dose | Uncertainty | Glandular Dose | Uncertainty |  |  | Mammography (0 deg) |  | Tomo (15 deg) |  |  | Mammography (0 deg) |  | Tomo (15 deg)
|  | [mGy per photon] | [%] | [mGy per photon] | [%] |  | [mGy per photon] | [%] | [mGy per photon] | [%] |  |  | Scatter Energy | Uncertainty | Scatter Energy | Uncertainty |  | Scatter Energy | Uncertainty | Scatter Energy | Uncertainty
| Whole Breast |  |  |  |  | Whole Breast | [5 empty] | Detector ROI | [eV per photon] | [%] | [eV per photon] | [%] | Detector ROI | [eV per photon] | [%] | [eV per photon] | [%]
| mGy per mGy air kerma |  |  |  |  | mGy per mGy air kerma | [5 empty] | 1 | 0.33527 | 0.99% | 0.19494 | 0.92% | 1 | 1.1171 | 0.55% | 0.75487 | 0.54%
[12 empty] | 2 | 3.4252 | 0.31% | 2.108 | 0.28% | 2 | 7.3838 | 0.21% | 5.05 | 0.2%
|  | Mammography (0 deg) |  | Tomo (15 deg) |  |  | Mammography (0 deg) |  | Tomo (15 deg) |  |  | 3 | 1.3371 | 0.5% | 1.1855 | 0.37% | 3 | 3.417 | 0.31% | 3.1488 | 0.26%
|  | Energy Dep. In VOI | Uncertainty | Energy Dep. In VOI | Uncertainty |  | Energy Dep. In VOI | Uncertainty | Energy Dep. In VOI | Uncertainty |  | 4 | 7.3647 | 0.21% | 6.2708 | 0.16% | 4 | 14.5036 | 0.15% | 12.957 | 0.13%
| Breast VOI | [eV per photon] | [%] | [eV per photon] | [%] | Breast VOI | [eV per photon] | [%] | [eV per photon] | [%] |  | 5 | 24.7834 | 0.12% | 20.7292 | 0.09% | 5 | 47.0872 | 0.08% | 41.2912 | 0.07%
| 1 | 17.7937 | 0.12% | 15.3506 | 0.59% | 1 | 16.5044 | 0.17% | 14.4179 | 0.2% |  | 6 | 3.4044 | 0.31% | 4.3582 | 0.2% | 6 | 7.3615 | 0.21% | 9.3274 | 0.15%
| 2 | 18.0281 | 0.12% | 16.8902 | 0.56% | 2 | 16.6907 | 0.17% | 15.8346 | 0.19% |  | 7 | 0.33487 | 0.99% | 0.53013 | 0.56% | 7 | 1.1133 | 0.55% | 1.6029 | 0.37%
| 3 | 18.0744 | 0.12% | 17.0741 | 0.56% | 3 | 16.8233 | 0.17% | 15.9774 | 0.19%
| 4 | 17.5345 | 0.12% | 16.5371 | 0.57% | 4 | 16.2705 | 0.17% | 15.4853 | 0.19% |  |  | Mammography (0 deg) |  | Tomo (15 deg) |  |  | Mammography (0 deg) |  | Tomo (15 deg)
| 5 | 17.8009 | 0.12% | 18.5948 | 0.54% | 5 | 16.5478 | 0.17% | 17.1932 | 0.18% |  |  | Single Compton Energy | Uncertainty | Single Compton Energy | Uncertainty |  | Single Compton Energy | Uncertainty | Single Compton Energy | Uncertainty
| 6 | 5.5871 | 0.21% | 5.0777 | 1.03% | 6 | 6.0506 | 0.28% | 5.6461 | 0.32% |  | Detector ROI | [eV per photon] | [%] | [eV per photon] | [%] | Detector ROI | [eV per photon] | [%] | [eV per photon] | [%]
| 7 | 56.2425 | 0.07% | 55.4804 | 0.31% | 7 | 50.0382 | 0.09% | 49.0308 | 0.19% |  | 1 |  |  |  |  | 1
[12 empty] | 2 |  |  |  |  | 2
| Energy in Detector |  |  |  |  | Energy in Detector | [5 empty] | 3 |  |  |  |  | 3
|  | Mammography (0 deg) |  | Tomo (15 deg) |  |  | Mammography (0 deg) |  | Tomo (15 deg) |  |  | 4 |  |  |  |  | 4
|  | Primary Energy | Uncertainty | Primary Energy | Uncertainty |  | Primary Energy | Uncertainty | Primary Energy | Uncertainty |  | 5 |  |  |  |  | 5
| Detector ROI | [eV per photon] | [%] | [eV per photon] | [%] | Detector ROI | [eV per photon] | [%] | [eV per photon] | [%] |  | 6 |  |  |  |  | 6
| 1 | 110.341 | 0.05% | 19.2499 | 0.53% | 1 | 105.765 | 0.07% | 20.9588 | 0.17% |  | 7 |  |  |  |  | 7
| 2 | 1.4955 | 0.42% | 1.0889 | 2.23% | 2 | 3.2183 | 0.42% | 2.4626 | 0.53%
| 3 | 1.4691 | 0.42% | 1.0367 | 2.29% | 3 | 3.1683 | 0.42% | 2.4232 | 0.54% |  |  | Mammography (0 deg) |  | Tomo (15 deg) |  |  | Mammography (0 deg) |  | Tomo (15 deg)
| 4 | 1.5396 | 0.41% | 1.2924 | 2.05% | 4 | 3.3147 | 0.41% | 2.9438 | 0.48% |  |  | Single Rayleigh Energy | Uncertainty | Single Rayleigh Energy | Uncertainty |  | Single Rayleigh Energy | Uncertainty | Single Rayleigh Energy | Uncertainty
| 5 | 1.5445 | 0.41% | 1.2887 | 2.05% | 5 | 3.2861 | 0.41% | 2.9453 | 0.48% |  | Detector ROI | [eV per photon] | [%] | [eV per photon] | [%] | Detector ROI | [eV per photon] | [%] | [eV per photon] | [%]
| 6 | 1.4869 | 0.42% | 1.2407 | 2.09% | 6 | 3.1678 | 0.42% | 2.8239 | 0.5% |  | 1 |  |  |  |  | 1
| 7 | 1.4991 | 0.42% | 1.5252 | 1.89% | 7 | 3.2283 | 0.42% | 3.3317 | 0.46% |  | 2 |  |  |  |  | 2
[12 empty] | 3 |  |  |  |  | 3
|  | Mammography (0 deg) |  | Tomo (15 deg) |  |  | Mammography (0 deg) |  | Tomo (15 deg) |  |  | 4 |  |  |  |  | 4
|  | Scatter Energy | Uncertainty | Scatter Energy | Uncertainty |  | Scatter Energy | Uncertainty | Scatter Energy | Uncertainty |  | 5 |  |  |  |  | 5
| Detector ROI | [eV per photon] | [%] | [eV per photon] | [%] | Detector ROI | [eV per photon] | [%] | [eV per photon] | [%] |  | 6 |  |  |  |  | 6
| 1 | 3.3771 | 0.28% | 1.188 | 2.14% | 1 | 3.3995 | 0.37% | 1.4346 | 0.66% |  | 7 |  |  |  |  | 7
| 2 | 0.7648 | 0.58% | 0.56148 | 3.11% | 2 | 1.526 | 0.6% | 1.2704 | 0.73%
| 3 | 1.1161 | 0.48% | 0.81423 | 2.57% | 3 | 2.0272 | 0.51% | 1.6574 | 0.64% |  |  | Mammography (0 deg) |  | Tomo (15 deg) |  |  | Mammography (0 deg) |  | Tomo (15 deg)
| 4 | 0.76149 | 0.58% | 0.67134 | 2.84% | 4 | 1.6036 | 0.59% | 1.5054 | 0.67% |  |  | Multiple Scatter Energy | Uncertainty | Multiple Scatter Energy | Uncertainty |  | Multiple Scatter Energy | Uncertainty | Multiple Scatter Energy | Uncertainty
| 5 | 0.96189 | 0.52% | 0.83691 | 2.54% | 5 | 1.9927 | 0.52% | 1.8894 | 0.6% |  | Detector ROI | [eV per photon] | [%] | [eV per photon] | [%] | Detector ROI | [eV per photon] | [%] | [eV per photon] | [%]
| 6 | 1.0669 | 0.49% | 1.0318 | 2.28% | 6 | 2.0549 | 0.51% | 1.9735 | 0.58% |  | 1 |  |  |  |  | 1
| 7 | 0.7604 | 0.58% | 0.8659 | 2.5% | 7 | 1.5255 | 0.6% | 1.6597 | 0.64% |  | 2 |  |  |  |  | 2
[12 empty] | 3 |  |  |  |  | 3
|  | Mammography (0 deg) |  | Tomo (15 deg) |  |  | Mammography (0 deg) |  | Tomo (15 deg) |  |  | 4 |  |  |  |  | 4
|  | Single Compton Energy | Uncertainty | Single Compton Energy | Uncertainty |  | Single Compton Energy | Uncertainty | Single Compton Energy | Uncertainty |  | 5 |  |  |  |  | 5
| Detector ROI | [eV per photon] | [%] | [eV per photon] | [%] | Detector ROI | [eV per photon] | [%] | [eV per photon] | [%] |  | 6 |  |  |  |  | 6
| 1 |  |  |  |  | 1 | [5 empty] | 7 |  |  |  |  | 7
| 2 |  |  |  |  | 2
| 3 |  |  |  |  | 3
| 4 |  |  |  |  | 4
| 5 |  |  |  |  | 5
| 6 |  |  |  |  | 6
| 7 |  |  |  |  | 7
|  | Mammography (0 deg) |  | Tomo (15 deg) |  |  | Mammography (0 deg) |  | Tomo (15 deg)
|  | Single Rayleigh Energy | Uncertainty | Single Rayleigh Energy | Uncertainty |  | Single Rayleigh Energy | Uncertainty | Single Rayleigh Energy | Uncertainty
| Detector ROI | [eV per photon] | [%] | [eV per photon] | [%] | Detector ROI | [eV per photon] | [%] | [eV per photon] | [%]
| 1 |  |  |  |  | 1
| 2 |  |  |  |  | 2
| 3 |  |  |  |  | 3
| 4 |  |  |  |  | 4
| 5 |  |  |  |  | 5
| 6 |  |  |  |  | 6
| 7 |  |  |  |  | 7
|  | Mammography (0 deg) |  | Tomo (15 deg) |  |  | Mammography (0 deg) |  | Tomo (15 deg)
|  | Multiple Scatter Energy | Uncertainty | Multiple Scatter Energy | Uncertainty |  | Multiple Scatter Energy | Uncertainty | Multiple Scatter Energy | Uncertainty
| Detector ROI | [eV per photon] | [%] | [eV per photon] | [%] | Detector ROI | [eV per photon] | [%] | [eV per photon] | [%]
| 1 |  |  |  |  | 1
| 2 |  |  |  |  | 2
| 3 |  |  |  |  | 3
| 4 |  |  |  |  | 4
| 5 |  |  |  |  | 5
| 6 |  |  |  |  | 6
| 7 |  |  |  |  | 7

## Penelope
Full Field | 16.8 keV |  |  |  |  | Mo/Mo 30 kVp |  |  |  |  | Pencil Beam | 16.8 keV |  |  |  |  | Mo/Mo 30 kVp
| Time per x-ray: | 8.2822e-05 | sec*CPU core | 0.0001077 | sec*CPU core | Time per x-ray: | 7.8326e-05 | sec*CPU core | 0.0001296 | sec*CPU core |  | Time per x-ray: | 2.6728e-05 | sec*CPU core | 2.9276e-05 | sec*CPU core | Time per x-ray: | 2.7094e-05 | sec*CPU core | 2.9791e-05 | sec*CPU core
| Time to 1% in purple uncertainty | 2.1542 | sec*CPU core | 2.8014 | sec*CPU core | Time to 1% in purple uncertainty | 2.0373 | sec*CPU core | 3.3709 | sec*CPU core |  | Time to 1% in purple uncertainty | 215580.583 | sec*CPU core | 416094.0178 | sec*CPU core | Time to 1% in purple uncertainty | 83925.7549 | sec*CPU core | 142880.6151 | sec*CPU core
| Time to 1% in green uncertainty | 2927.2749 | sec*CPU core | 3497.4011 | sec*CPU core | Time to 1% in green uncertainty | 3323.8336 | sec*CPU core | 5080.9168 | sec*CPU core
| Time to 1% in red uncertainty |  | sec*CPU core |  | sec*CPU core | Time to 1% in red uncertainty |  | sec*CPU core |  | sec*CPU core
|  | Mammography (0 deg) |  | Tomo (15 deg) |  |  | Mammography (0 deg) |  | Tomo (15 deg) |  |  | Energy in Detector |  |  |  |  | Energy in Detector
|  | Energy Dep. In Breast | Uncertainty | Energy Dep. In Breast | Uncertainty |  | Energy Dep. In Breast | Uncertainty | Energy Dep. In Breast | Uncertainty |  |  | Mammography (0 deg) |  | Tomo (15 deg) | Uncertainty for Primary + Scatter Combined [%] |  | Mammography (0 deg) |  | Tomo (15 deg) | Uncertainty for Primary + Scatter Combined [%]
|  | [eV per photon] | [%] | [eV per photon] | [%] |  | [eV per photon] | [%] | [eV per photon] | [%] |  |  | Primary Energy | Uncertainty for Primary + Scatter Combined [%] | Primary Energy |  |  | Primary Energy | Uncertainty for Primary + Scatter Combined [%] | Primary Energy
| Whole Breast | 4691.03 | 0.0051% | 4565.24 | 0.0051% | Whole Breast | 4287.35 | 0.0051% | 4176.52 | 0.0051% |  | Detector ROI | [eV per photon] |  | [eV per photon] |  | Detector ROI | [eV per photon] |  | [eV per photon]
[12 empty] | 5 | 130.478 | 0.12% | 110.2888 | 0.13% | 5 | 279.8984 | 0.1% | 249.4976 | 0.1%
|  | Mammography (0 deg) |  | Tomo (15 deg) |  |  | Mammography (0 deg) |  | Tomo (15 deg)
|  | Glandular Dose | Uncertainty | Glandular Dose | Uncertainty |  | Glandular Dose | Uncertainty | Glandular Dose | Uncertainty |  |  | Mammography (0 deg) |  | Tomo (15 deg) |  |  | Mammography (0 deg) |  | Tomo (15 deg)
|  | [mGy per photon] | [%] | [mGy per photon] | [%] |  | [mGy per photon] | [%] | [mGy per photon] | [%] |  |  | Scatter Energy | Uncertainty | Scatter Energy | Uncertainty |  | Scatter Energy | Uncertainty | Scatter Energy | Uncertainty
| Whole Breast | 1.6682e-12 | 0.0051% | 1.622e-12 | 0.0051% | Whole Breast | 1.5212e-12 | 0.0051% | 1.4885e-12 | 0.0051% |  | Detector ROI | [eV per photon] | [%] | [eV per photon] | [%] | Detector ROI | [eV per photon] | [%] | [eV per photon] | [%]
| mGy per mGy air kerma | 0.20221 |  | 0.19661 |  | mGy per mGy air kerma | 0.53958 |  | 0.52797 |  |  | 1 | 0.3375 | 2.84% | 0.1843 | 3.77% | 1 | 1.0901 | 1.76% | 0.7277 | 2.19%
[12 empty] | 2 | 3.4045 | 0.89% | 2.1149 | 1.13% | 2 | 7.3956 | 0.67% | 5.0572 | 0.82%
|  | Mammography (0 deg) |  | Tomo (15 deg) |  |  | Mammography (0 deg) |  | Tomo (15 deg) |  |  | 3 | 1.3416 | 1.43% | 1.1909 | 1.47% | 3 | 3.3863 | 0.99% | 3.1231 | 1.05%
|  | Energy Dep. In VOI | Uncertainty | Energy Dep. In VOI | Uncertainty |  | Energy Dep. In VOI | Uncertainty | Energy Dep. In VOI | Uncertainty |  | 4 | 7.4427 | 0.6% | 6.3459 | 0.64% | 4 | 14.6168 | 0.47% | 13.0871 | 0.5%
| Breast VOI | [eV per photon] | [%] | [eV per photon] | [%] | Breast VOI | [eV per photon] | [%] | [eV per photon] | [%] |  | 5 | 25.3316 |  | 21.2012 |  | 5 | 47.892 |  | 42.0304
| 1 | 17.462 | 0.096% | 14.9647 | 0.094% | 1 | 16.5059 | 0.103% | 14.3644 | 0.101% |  | 6 | 3.4234 | 0.88% | 4.3836 | 0.78% | 6 | 7.3837 | 0.67% | 9.3322 | 0.6%
| 2 | 18.3287 | 0.101% | 16.5742 | 0.098% | 2 | 16.635 | 0.1% | 15.8031 | 0.0985% |  | 7 | 0.3291 | 2.91% | 0.5166 | 2.3% | ` | 1.0931 | 1.75% | 1.5795 | 1.46%
| 3 | 17.3025 | 0.101% | 16.6511 | 0.098% | 3 | 16.8387 | 0.101% | 15.9584 | 0.0985%
| 4 | 16.4719 | 0.103% | 16.1577 | 0.099% | 4 | 16.2331 | 0.102% | 15.4019 | 0.0997% |  |  | Mammography (0 deg) |  | Tomo (15 deg) |  |  | Mammography (0 deg) |  | Tomo (15 deg)
| 5 | 17.7561 | 0.112% | 18.031 | 0.103% | 5 | 16.5335 | 0.111% | 17.1485 | 0.104% |  |  | Single Compton Energy | Uncertainty | Single Compton Energy | Uncertainty |  | Single Compton Energy | Uncertainty | Single Compton Energy | Uncertainty
| 6 | 4.9653 | 0.188% | 4.9699 | 0.1802% | 6 | 6.0422 | 0.206% | 5.6034 | 0.198% |  | Detector ROI | [eV per photon] | [%] | [eV per photon] | [%] | Detector ROI | [eV per photon] | [%] | [eV per photon] | [%]
| 7 | 55.2319 | 0.055% | 53.8982 | 0.054% | 7 | 49.981 | 0.052% | 48.8826 | 0.052% |  | 1 | 0.1088 |  | 0.058 |  | 1 | 0.3941 |  | 0.2552
[12 empty] | 2 | 1.0653 |  | 0.6163 |  | 2 | 2.7549 |  | 1.7763
| Energy in Detector |  |  |  |  | Energy in Detector | [5 empty] | 3 | 0.4588 |  | 0.3965 |  | 3 | 1.3025 |  | 1.1915
|  | Mammography (0 deg) |  | Tomo (15 deg) |  |  | Mammography (0 deg) |  | Tomo (15 deg) |  |  | 4 | 2.0647 |  | 1.7228 |  | 4 | 4.9878 |  | 4.3988
|  | Primary Energy | Uncertainty | Primary Energy | Uncertainty |  | Primary Energy | Uncertainty | Primary Energy | Uncertainty |  | 5 | 3.278 |  | 2.6745 |  | 5 | 7.9755 |  | 6.8516
| Detector ROI | [eV per photon] | [%] | [eV per photon] | [%] | Detector ROI | [eV per photon] | [%] | [eV per photon] | [%] |  | 6 | 1.0781 |  | 1.4107 |  | 6 | 2.7514 |  | 3.5687
| 1 | 110.16 |  | 19.1082 |  | 1 | 105.606 |  | 20.8232 |  |  | 7 | 0.1074 |  | 0.1697 |  | 7 | 0.3901 |  | 0.5822
| 2 | 1.4796 |  | 1.033 |  | 2 | 3.1846 |  | 2.4168
| 3 | 1.4549 |  | 1.008 |  | 3 | 3.1187 |  | 2.3769 |  |  |  | Mammography (0 deg) |  | Tomo (15 deg) |  |  | Mammography (0 deg) |  | Tomo (15 deg)
| 4 | 1.5331 |  | 1.291 |  | 4 | 3.2795 |  | 2.8848 |  |  |  | Single Rayleigh Energy | Uncertainty | Single Rayleigh Energy | Uncertainty |  | Single Rayleigh Energy | Uncertainty | Single Rayleigh Energy | Uncertainty
| 5 | 1.524 |  | 1.2759 |  | 5 | 3.2381 |  | 2.8668 |  |  | Detector ROI | [eV per photon] | [%] | [eV per photon] | [%] | Detector ROI | [eV per photon] | [%] | [eV per photon] | [%]
| 6 | 1.467 |  | 1.2354 |  | 6 | 3.1442 |  | 2.7765 |  |  | 1 | 0.0602 |  | 0.0357 |  | 1 | 0.1307 |  | 0.1001
| 7 | 1.486 |  | 1.5055 |  | 7 | 3.1877 |  | 3.2658 |  |  | 2 | 1.1105 |  | 0.7496 |  | 2 | 1.878 |  | 1.388
[12 empty] | 3 | 0.3088 |  | 0.2755 |  | 3 | 0.576 |  | 0.5336
|  | Mammography (0 deg) |  | Tomo (15 deg) |  |  | Mammography (0 deg) |  | Tomo (15 deg) |  |  | 4 | 3.206 |  | 2.7633 |  | 4 | 5.1785 |  | 4.674
|  | Scatter Energy | Uncertainty | Scatter Energy | Uncertainty |  | Scatter Energy | Uncertainty | Scatter Energy | Uncertainty |  | 5 | 18.0998 |  | 15.2087 |  | 5 | 32.3616 |  | 28.5213
| Detector ROI | [eV per photon] | [%] | [eV per photon] | [%] | Detector ROI | [eV per photon] | [%] | [eV per photon] | [%] |  | 6 | 1.1167 |  | 1.3881 |  | 6 | 1.8673 |  | 2.2856
| 1 | 3.374 |  | 1.1918 |  | 1 | 3.3652 |  | 1.4072 |  |  | 7 | 0.0582 |  | 0.0888 |  | 7 | 0.1339 |  | 0.1838
| 2 | 0.7335 |  | 0.5557 |  | 2 | 1.4853 |  | 1.2224
| 3 | 1.0933 |  | 0.7956 |  | 3 | 1.9977 |  | 1.6286 |  |  |  | Mammography (0 deg) |  | Tomo (15 deg) |  |  | Mammography (0 deg) |  | Tomo (15 deg)
| 4 | 0.7292 |  | 0.6624 |  | 4 | 1.5498 |  | 1.4487 |  |  |  | Multiple Scatter Energy | Uncertainty | Multiple Scatter Energy | Uncertainty |  | Multiple Scatter Energy | Uncertainty | Multiple Scatter Energy | Uncertainty
| 5 | 0.9491 |  | 0.8436 |  | 5 | 1.968 |  | 1.8582 |  |  | Detector ROI | [eV per photon] | [%] | [eV per photon] | [%] | Detector ROI | [eV per photon] | [%] | [eV per photon] | [%]
| 6 | 1.0336 |  | 0.9592 |  | 6 | 2.0399 |  | 1.9204 |  |  | 1 | 0.1685 |  | 0.0906 |  | 1 | 0.5652 |  | 0.3723
| 7 | 0.7485 |  | 0.8292 |  | 7 | 1.4894 |  | 1.6162 |  |  | 2 | 1.2287 |  | 0.749 |  | 2 | 2.7627 |  | 1.8928
[12 empty] | 3 | 0.574 |  | 0.5188 |  | 3 | 1.5078 |  | 1.398
|  | Mammography (0 deg) |  | Tomo (15 deg) |  |  | Mammography (0 deg) |  | Tomo (15 deg) |  |  | 4 | 2.172 |  | 1.8598 |  | 4 | 4.4505 |  | 4.0144
|  | Single Compton Energy | Uncertainty | Single Compton Energy | Uncertainty |  | Single Compton Energy | Uncertainty | Single Compton Energy | Uncertainty |  | 5 | 3.9538 |  | 3.3181 |  | 5 | 7.5549 |  | 6.6576
| Detector ROI | [eV per photon] | [%] | [eV per photon] | [%] | Detector ROI | [eV per photon] | [%] | [eV per photon] | [%] |  | 6 | 1.2287 |  | 1.5849 |  | 6 | 2.765 |  | 3.478
| 1 | 0.9802 |  | 0.3106 |  | 1 | 1.0251 |  | 0.3851 |  |  | 7 | 0.1635 |  | 0.2582 |  | 7 | 0.569 |  | 0.8135
| 2 | 0.1965 |  | 0.1457 |  | 2 | 0.4484 |  | 0.3676
| 3 | 0.3634 |  | 0.2503 |  | 3 | 0.6831 |  | 0.5403
| 4 | 0.181 |  | 0.1685 |  | 4 | 0.4587 |  | 0.4314
| 5 | 0.2475 |  | 0.2285 |  | 5 | 0.6003 |  | 0.5757
| 6 | 0.3126 |  | 0.306 |  | 6 | 0.6659 |  | 0.6337
| 7 | 0.2034 |  | 0.2433 |  | 7 | 0.4535 |  | 0.5126
|  | Mammography (0 deg) |  | Tomo (15 deg) |  |  | Mammography (0 deg) |  | Tomo (15 deg)
|  | Single Rayleigh Energy | Uncertainty | Single Rayleigh Energy | Uncertainty |  | Single Rayleigh Energy | Uncertainty | Single Rayleigh Energy | Uncertainty
| Detector ROI | [eV per photon] | [%] | [eV per photon] | [%] | Detector ROI | [eV per photon] | [%] | [eV per photon] | [%]
| 1 | 2.1724 |  | 0.7534 |  | 1 | 2.0645 |  | 0.8363
| 2 | 0.3512 |  | 0.2545 |  | 2 | 0.604 |  | 0.4775
| 3 | 0.4596 |  | 0.3338 |  | 3 | 0.7581 |  | 0.6036
| 4 | 0.3481 |  | 0.3103 |  | 4 | 0.6148 |  | 0.5579
| 5 | 0.4365 |  | 0.374 |  | 5 | 0.7485 |  | 0.6861
| 6 | 0.4439 |  | 0.398 |  | 6 | 0.7566 |  | 0.6949
| 7 | 0.3537 |  | 0.3756 |  | 7 | 0.6028 |  | 0.6367
|  | Mammography (0 deg) |  | Tomo (15 deg) |  |  | Mammography (0 deg) |  | Tomo (15 deg)
|  | Multiple Scatter Energy | Uncertainty | Multiple Scatter Energy | Uncertainty |  | Multiple Scatter Energy | Uncertainty | Multiple Scatter Energy | Uncertainty
| Detector ROI | [eV per photon] | [%] | [eV per photon] | [%] | Detector ROI | [eV per photon] | [%] | [eV per photon] | [%]
| 1 | 0.2214 |  | 0.1278 |  | 1 | 0.2757 |  | 0.1858
| 2 | 0.1858 |  | 0.1555 |  | 2 | 0.4329 |  | 0.3774
| 3 | 0.2703 |  | 0.2115 |  | 3 | 0.5565 |  | 0.4846
| 4 | 0.2001 |  | 0.1836 |  | 4 | 0.4762 |  | 0.4594
| 5 | 0.2651 |  | 0.2411 |  | 5 | 0.6191 |  | 0.5964
| 6 | 0.2771 |  | 0.2552 |  | 6 | 0.6173 |  | 0.5918
| 7 | 0.1914 |  | 0.2102 |  | 7 | 0.4331 |  | 0.4668

## EGSnrc_over_Mean
Full Field | 16.8 keV |  |  |  |  | Mo/Mo 30 kVp |  |  |  |  | Pencil Beam | 16.8 keV |  |  |  |  | Mo/Mo 30 kVp
| Time per x-ray: | 0.19665 | sec*CPU core | 0.15459 | sec*CPU core | Time per x-ray: | 0.18449 | sec*CPU core | 0.13745 | sec*CPU core |  | Time per x-ray: | 0.24655 | sec*CPU core | 0.25443 | sec*CPU core | Time per x-ray: | 0.22536 | sec*CPU core | 0.2282 | sec*CPU core
| Time to 1% in purple uncertainty | 0.14567 | sec*CPU core | 0.18153 | sec*CPU core | Time to 1% in purple uncertainty | 0.17873 | sec*CPU core | 0.15507 | sec*CPU core |  | Time to 1% in purple uncertainty | 0.033963 | sec*CPU core | 0.037933 | sec*CPU core | Time to 1% in purple uncertainty | 0.032978 | sec*CPU core | 0.034498 | sec*CPU core
| Time to 1% in green uncertainty | 0.13002 | sec*CPU core | 0.13211 | sec*CPU core | Time to 1% in green uncertainty | 0.11801 | sec*CPU core | 0.10095 | sec*CPU core
| Time to 1% in red uncertainty | 0.013238 | sec*CPU core | 0.13849 | sec*CPU core | Time to 1% in red uncertainty | 0.14255 | sec*CPU core | 0.14398 | sec*CPU core
|  | Mammography (0 deg) |  | Tomo (15 deg) |  |  | Mammography (0 deg) |  | Tomo (15 deg) |  |  | Energy in Detector |  |  |  |  | Energy in Detector
|  | Energy Dep. In Breast |  | Energy Dep. In Breast |  |  | Energy Dep. In Breast |  | Energy Dep. In Breast |  |  |  | Mammography (0 deg) |  | Tomo (15 deg) |  |  | Mammography (0 deg) |  | Tomo (15 deg)
|  | [eV per photon] |  | [eV per photon] |  |  | [eV per photon] |  | [eV per photon] |  |  |  | Primary Energy |  | Primary Energy |  |  | Primary Energy |  | Primary Energy
| Whole Breast | 1.0002 |  | 0.99896 |  | Whole Breast | 1.0004 |  | 0.99901 |  |  | Detector ROI | [eV per photon] |  | [eV per photon] |  | Detector ROI | [eV per photon] |  | [eV per photon]
[12 empty] | 5 | 0.99143 |  | 0.99132 |  | 5 | 0.99284 |  | 0.99266
|  | Mammography (0 deg) |  | Tomo (15 deg) |  |  | Mammography (0 deg) |  | Tomo (15 deg)
|  | Glandular Dose |  | Glandular Dose |  |  | Glandular Dose |  | Glandular Dose |  |  |  | Mammography (0 deg) |  | Tomo (15 deg) |  |  | Mammography (0 deg) |  | Tomo (15 deg)
|  | [mGy per photon] |  | [mGy per photon] |  |  | [mGy per photon] |  | [mGy per photon] |  |  |  | Scatter Energy |  | Scatter Energy |  |  | Scatter Energy |  | Scatter Energy
| Whole Breast | 0.99926 |  | 0.99861 |  | Whole Breast | 1.0004 |  | 0.9981 |  |  | Detector ROI | [eV per photon] |  | [eV per photon] |  | Detector ROI | [eV per photon] |  | [eV per photon]
| mGy per mGy air kerma | 0.99926 |  | 0.99919 |  | mGy per mGy air kerma | 1.001 |  | 0.99849 |  |  | 1 | 0.98675 |  | 0.99765 |  | 1 | 1.0006 |  | 1.0031
[12 empty] | 2 | 0.98297 |  | 0.98422 |  | 2 | 0.99096 |  | 0.99064
|  | Mammography (0 deg) |  | Tomo (15 deg) |  |  | Mammography (0 deg) |  | Tomo (15 deg) |  |  | 3 | 0.99056 |  | 0.98489 |  | 3 | 0.99578 |  | 0.9935
|  | Energy Dep. In VOI |  | Energy Dep. In VOI |  |  | Energy Dep. In VOI |  | Energy Dep. In VOI |  |  | 4 | 0.98348 |  | 0.98473 |  | 4 | 0.99001 |  | 0.98897
| Breast VOI | [eV per photon] |  | [eV per photon] |  | Breast VOI | [eV per photon] |  | [eV per photon] |  |  | 5 | 0.9836 |  | 0.98279 |  | 5 | 0.98565 |  | 0.98565
| 1 | 1.0021 |  | 1.0004 |  | 1 | 0.99808 |  | 0.99692 |  |  | 6 | 0.98307 |  | 0.98515 |  | 6 | 0.99175 |  | 0.99026
| 2 | 0.99231 |  | 1.0029 |  | 2 | 0.99864 |  | 0.99758 |  |  | 7 | 0.99224 |  | 0.99003 |  | 7 | 1.0016 |  | 0.99853
| 3 | 1.0081 |  | 1.0022 |  | 3 | 0.99796 |  | 0.99828
| 4 | 1.0133 |  | 1.0018 |  | 4 | 0.99868 |  | 0.99731 |  |  |  | Mammography (0 deg) |  | Tomo (15 deg) |  |  | Mammography (0 deg) |  | Tomo (15 deg)
| 5 | 0.99769 |  | 0.99992 |  | 5 | 0.99717 |  | 0.99725 |  |  |  | Single Compton Energy |  | Single Compton Energy |  |  | Single Compton Energy |  | Single Compton Energy
| 6 | 1.0232 |  | 0.9991 |  | 6 | 0.99698 |  | 0.99613 |  |  | Detector ROI | [eV per photon] |  | [eV per photon] |  | Detector ROI | [eV per photon] |  | [eV per photon]
| 7 | 1.005 |  | 1.0037 |  | 7 | 1.0006 |  | 0.99999 |  |  | 1 | 0.99966 |  | 1.0135 |  | 1 | 1.0018 |  | 1.0062
[12 empty] | 2 | 0.9889 |  | 0.98635 |  | 2 | 0.99311 |  | 0.99226
| Energy in Detector |  |  |  |  | Energy in Detector | [5 empty] | 3 | 0.99057 |  | 0.98731 |  | 3 | 0.99726 |  | 0.99413
|  | Mammography (0 deg) |  | Tomo (15 deg) |  |  | Mammography (0 deg) |  | Tomo (15 deg) |  |  | 4 | 0.98187 |  | 0.98085 |  | 4 | 0.98863 |  | 0.98717
|  | Primary Energy |  | Primary Energy |  |  | Primary Energy |  | Primary Energy |  |  | 5 | 0.94468 |  | 0.94307 |  | 5 | 0.95896 |  | 0.95835
| Detector ROI | [eV per photon] |  | [eV per photon] |  | Detector ROI | [eV per photon] |  | [eV per photon] |  |  | 6 | 0.98504 |  | 0.98843 |  | 6 | 0.99337 |  | 0.99159
| 1 | 1.0001 |  | 0.99779 |  | 1 | 1.0001 |  | 0.99792 |  |  | 7 | 1.0042 |  | 1.0063 |  | 7 | 1.0067 |  | 1.0007
| 2 | 0.99285 |  | 0.98184 |  | 2 | 0.99202 |  | 0.99313
| 3 | 0.99033 |  | 0.99011 |  | 3 | 0.99241 |  | 0.99305 |  |  |  | Mammography (0 deg) |  | Tomo (15 deg) |  |  | Mammography (0 deg) |  | Tomo (15 deg)
| 4 | 0.99303 |  | 0.99165 |  | 4 | 0.99019 |  | 0.99078 |  |  |  | Single Rayleigh Energy |  | Single Rayleigh Energy |  |  | Single Rayleigh Energy |  | Single Rayleigh Energy
| 5 | 0.9896 |  | 0.99268 |  | 5 | 0.99263 |  | 0.98917 |  |  | Detector ROI | [eV per photon] |  | [eV per photon] |  | Detector ROI | [eV per photon] |  | [eV per photon]
| 6 | 0.99087 |  | 0.9918 |  | 6 | 0.9954 |  | 0.99278 |  |  | 1 | 0.98434 |  | 1.0028 |  | 1 | 1.0021 |  | 0.9831
| 7 | 0.99151 |  | 0.99105 |  | 7 | 0.99114 |  | 0.99172 |  |  | 2 | 0.99282 |  | 0.99166 |  | 2 | 0.99349 |  | 0.9917
[12 empty] | 3 | 0.99219 |  | 0.99124 |  | 3 | 0.99345 |  | 0.99379
|  | Mammography (0 deg) |  | Tomo (15 deg) |  |  | Mammography (0 deg) |  | Tomo (15 deg) |  |  | 4 | 0.98989 |  | 0.9911 |  | 4 | 0.99242 |  | 0.99203
|  | Scatter Energy |  | Scatter Energy |  |  | Scatter Energy |  | Scatter Energy |  |  | 5 | 0.98976 |  | 0.98866 |  | 5 | 0.99135 |  | 0.99095
| Detector ROI | [eV per photon] |  | [eV per photon] |  | Detector ROI | [eV per photon] |  | [eV per photon] |  |  | 6 | 0.9914 |  | 0.9918 |  | 6 | 0.99423 |  | 0.99313
| 1 | 1.0014 |  | 1.0069 |  | 1 | 1.0009 |  | 1.0017 |  |  | 7 | 0.99256 |  | 0.98609 |  | 7 | 0.99578 |  | 0.99732
| 2 | 1.0089 |  | 1.0182 |  | 2 | 1.0028 |  | 1.0051
| 3 | 1.0062 |  | 1.0075 |  | 3 | 1.0003 |  | 0.99835 |  |  |  | Mammography (0 deg) |  | Tomo (15 deg) |  |  | Mammography (0 deg) |  | Tomo (15 deg)
| 4 | 1.0059 |  | 1.0165 |  | 4 | 1.0002 |  | 1.003 |  |  |  | Multiple Scatter Energy |  | Multiple Scatter Energy |  |  | Multiple Scatter Energy |  | Multiple Scatter Energy
| 5 | 0.99927 |  | 1.0204 |  | 5 | 0.9997 |  | 0.99814 |  |  | Detector ROI | [eV per photon] |  | [eV per photon] |  | Detector ROI | [eV per photon] |  | [eV per photon]
| 6 | 1.0047 |  | 0.99977 |  | 6 | 1.0009 |  | 1.0017 |  |  | 1 | 0.98894 |  | 1.0115 |  | 1 | 1.012 |  | 1.0244
| 7 | 1.0054 |  | 1.0146 |  | 7 | 1.0026 |  | 1.0064 |  |  | 2 | 0.98188 |  | 0.98397 |  | 2 | 0.9926 |  | 0.99423
[12 empty] | 3 | 0.99305 |  | 0.98669 |  | 3 | 1.003 |  | 1.0018
|  | Mammography (0 deg) |  | Tomo (15 deg) |  |  | Mammography (0 deg) |  | Tomo (15 deg) |  |  | 4 | 0.98134 |  | 0.98239 |  | 4 | 0.9914 |  | 0.98956
|  | Single Compton Energy |  | Single Compton Energy |  |  | Single Compton Energy |  | Single Compton Energy |  |  | 5 | 0.97722 |  | 0.97743 |  | 5 | 0.984 |  | 0.98453
| Detector ROI | [eV per photon] |  | [eV per photon] |  | Detector ROI | [eV per photon] |  | [eV per photon] |  |  | 6 | 0.98164 |  | 0.98284 |  | 6 | 0.99236 |  | 0.99287
| 1 | 1.0064 |  | 1.0215 |  | 1 | 1.0084 |  | 1.0159 |  |  | 7 | 0.99735 |  | 0.99618 |  | 7 | 1.0098 |  | 1.007
| 2 | 1.0475 |  | 1.0522 |  | 2 | 1.015 |  | 1.0199
| 3 | 1.038 |  | 1.0393 |  | 3 | 1.0147 |  | 1.0113
| 4 | 1.0461 |  | 1.0558 |  | 4 | 1.0128 |  | 1.0181
| 5 | 1.0326 |  | 1.0443 |  | 5 | 1.0126 |  | 1.0111
| 6 | 1.0452 |  | 1.0504 |  | 6 | 1.0161 |  | 1.0248
| 7 | 1.0354 |  | 1.0574 |  | 7 | 1.0123 |  | 1.0198
|  | Mammography (0 deg) |  | Tomo (15 deg) |  |  | Mammography (0 deg) |  | Tomo (15 deg)
|  | Single Rayleigh Energy |  | Single Rayleigh Energy |  |  | Single Rayleigh Energy |  | Single Rayleigh Energy
| Detector ROI | [eV per photon] |  | [eV per photon] |  | Detector ROI | [eV per photon] |  | [eV per photon]
| 1 | 0.99834 |  | 0.99577 |  | 1 | 0.99832 |  | 0.99452
| 2 | 0.99617 |  | 1.0026 |  | 2 | 0.99516 |  | 0.99797
| 3 | 0.99739 |  | 0.99614 |  | 3 | 0.99511 |  | 0.99448
| 4 | 1.0019 |  | 0.99845 |  | 4 | 0.99532 |  | 0.99808
| 5 | 0.99296 |  | 1.004 |  | 5 | 0.99556 |  | 0.99477
| 6 | 0.99949 |  | 1.0015 |  | 6 | 0.99678 |  | 0.99785
| 7 | 0.99429 |  | 0.9985 |  | 7 | 0.99587 |  | 0.99726
|  | Mammography (0 deg) |  | Tomo (15 deg) |  |  | Mammography (0 deg) |  | Tomo (15 deg)
|  | Multiple Scatter Energy |  | Multiple Scatter Energy |  |  | Multiple Scatter Energy |  | Multiple Scatter Energy
| Detector ROI | [eV per photon] |  | [eV per photon] |  | Detector ROI | [eV per photon] |  | [eV per photon]
| 1 | 1.0267 |  | 1.0294 |  | 1 | 1.0325 |  | 1.0405
| 2 | 1.0318 |  | 1.0164 |  | 2 | 1.0261 |  | 1.0288
| 3 | 1.0044 |  | 1.0083 |  | 3 | 1.0085 |  | 1.0072
| 4 | 1.0143 |  | 1.0205 |  | 4 | 1.0244 |  | 1.023
| 5 | 1.0013 |  | 1.0117 |  | 5 | 1.0074 |  | 1.0071
| 6 | 0.99871 |  | 1.0056 |  | 6 | 1.0003 |  | 1.0027
| 7 | 1.0218 |  | 1.0318 |  | 7 | 1.0258 |  | 1.0284

## Geant4_over_Mean
Full Field | 16.8 keV |  |  |  |  | Mo/Mo 30 kVp |  |  |  |  | Pencil Beam | 16.8 keV |  |  |  |  | Mo/Mo 30 kVp
| Time per x-ray: | 0.87114 | sec*CPU core | 0.79169 | sec*CPU core | Time per x-ray: | 1.0127 | sec*CPU core | 0.7286 | sec*CPU core |  | Time per x-ray: | 1.8149 | sec*CPU core | 1.7529 | sec*CPU core | Time per x-ray: | 1.8978 | sec*CPU core | 1.672 | sec*CPU core
| Time to 1% in purple uncertainty | 0.7952 | sec*CPU core | 1.0193 | sec*CPU core | Time to 1% in purple uncertainty | 1.3354 | sec*CPU core | 1.0504 | sec*CPU core |  | Time to 1% in purple uncertainty | 0.48209 | sec*CPU core | 0.41175 | sec*CPU core | Time to 1% in purple uncertainty | 0.50515 | sec*CPU core | 0.42405 | sec*CPU core
| Time to 1% in green uncertainty | 1.0706 | sec*CPU core | 1.0329 | sec*CPU core | Time to 1% in green uncertainty | 1.1249 | sec*CPU core | 0.85761 | sec*CPU core
| Time to 1% in red uncertainty | 1.5435 | sec*CPU core | 1.7808 | sec*CPU core | Time to 1% in red uncertainty | 1.8455 | sec*CPU core | 1.7269 | sec*CPU core
|  | Mammography (0 deg) |  | Tomo (15 deg) |  |  | Mammography (0 deg) |  | Tomo (15 deg) |  |  | Energy in Detector |  |  |  |  | Energy in Detector
|  | Energy Dep. In Breast |  | Energy Dep. In Breast |  |  | Energy Dep. In Breast |  | Energy Dep. In Breast |  |  |  | Mammography (0 deg) |  | Tomo (15 deg) |  |  | Mammography (0 deg) |  | Tomo (15 deg)
|  | [eV per photon] |  | [eV per photon] |  |  | [eV per photon] |  | [eV per photon] |  |  |  | Primary Energy |  | Primary Energy |  |  | Primary Energy |  | Primary Energy
| Whole Breast | 1.0007 |  | 1.0023 |  | Whole Breast | 1.0008 |  | 1.0022 |  |  | Detector ROI | [eV per photon] |  | [eV per photon] |  | Detector ROI | [eV per photon] |  | [eV per photon]
[12 empty] | 5 | 1.0034 |  | 1.0035 |  | 5 | 1.0052 |  | 1.0053
|  | Mammography (0 deg) |  | Tomo (15 deg) |  |  | Mammography (0 deg) |  | Tomo (15 deg)
|  | Glandular Dose |  | Glandular Dose |  |  | Glandular Dose |  | Glandular Dose |  |  |  | Mammography (0 deg) |  | Tomo (15 deg) |  |  | Mammography (0 deg) |  | Tomo (15 deg)
|  | [mGy per photon] |  | [mGy per photon] |  |  | [mGy per photon] |  | [mGy per photon] |  |  |  | Scatter Energy |  | Scatter Energy |  |  | Scatter Energy |  | Scatter Energy
| Whole Breast | 1.0016 |  | 1.0039 |  | Whole Breast | 1.0028 |  | 1.0033 |  |  | Detector ROI | [eV per photon] |  | [eV per photon] |  | Detector ROI | [eV per photon] |  | [eV per photon]
| mGy per mGy air kerma | 1.0016 |  | 1.0036 |  | mGy per mGy air kerma | 1.0025 |  | 1.0031 |  |  | 1 | 0.97695 |  | 0.98297 |  | 1 | 0.9853 |  | 0.97915
[12 empty] | 2 | 0.99425 |  | 0.99281 |  | 2 | 0.99493 |  | 0.99463
|  | Mammography (0 deg) |  | Tomo (15 deg) |  |  | Mammography (0 deg) |  | Tomo (15 deg) |  |  | 3 | 0.99733 |  | 0.99184 |  | 3 | 0.99304 |  | 0.99084
|  | Energy Dep. In VOI |  | Energy Dep. In VOI |  |  | Energy Dep. In VOI |  | Energy Dep. In VOI |  |  | 4 | 0.99508 |  | 0.99625 |  | 4 | 0.99717 |  | 0.99673
| Breast VOI | [eV per photon] |  | [eV per photon] |  | Breast VOI | [eV per photon] |  | [eV per photon] |  |  | 5 | 1.0002 |  | 1.0004 |  | 5 | 0.99976 |  | 1
| 1 | 1.0051 |  | 1.0074 |  | 1 | 1.0016 |  | 1.0029 |  |  | 6 | 0.99359 |  | 0.99445 |  | 6 | 0.99629 |  | 0.99596
| 2 | 0.99573 |  | 1.0094 |  | 2 | 1.0008 |  | 1.0032 |  |  | 7 | 0.98635 |  | 0.9888 |  | 7 | 0.9854 |  | 0.98645
| 3 | 1.0117 |  | 1.0073 |  | 3 | 0.99997 |  | 1.0022
| 4 | 1.0167 |  | 1.0084 |  | 4 | 1.001 |  | 1.0029 |  |  |  | Mammography (0 deg) |  | Tomo (15 deg) |  |  | Mammography (0 deg) |  | Tomo (15 deg)
| 5 | 1.0011 |  | 1.0063 |  | 5 | 1.0005 |  | 1.0028 |  |  |  | Single Compton Energy |  | Single Compton Energy |  |  | Single Compton Energy |  | Single Compton Energy
| 6 | 1.0288 |  | 1.0086 |  | 6 | 1.0013 |  | 1.0018 |  |  | Detector ROI | [eV per photon] |  | [eV per photon] |  | Detector ROI | [eV per photon] |  | [eV per photon]
| 7 | 1.0049 |  | 1.0066 |  | 7 | 1.0007 |  | 1.0027 |  |  | 1 | 0.98652 |  | 0.99449 |  | 1 | 0.99564 |  | 0.9921
[12 empty] | 2 | 0.99138 |  | 0.98212 |  | 2 | 0.99175 |  | 0.9898
| Energy in Detector |  |  |  |  | Energy in Detector | [5 empty] | 3 | 0.99099 |  | 0.99346 |  | 3 | 0.99441 |  | 0.99234
|  | Mammography (0 deg) |  | Tomo (15 deg) |  |  | Mammography (0 deg) |  | Tomo (15 deg) |  |  | 4 | 0.97545 |  | 0.97658 |  | 4 | 0.98499 |  | 0.98411
|  | Primary Energy |  | Primary Energy |  |  | Primary Energy |  | Primary Energy |  |  | 5 | 0.9096 |  | 0.90618 |  | 5 | 0.93483 |  | 0.93396
| Detector ROI | [eV per photon] |  | [eV per photon] |  | Detector ROI | [eV per photon] |  | [eV per photon] |  |  | 6 | 0.98601 |  | 0.98727 |  | 6 | 0.99235 |  | 0.99339
| 1 | 1.0005 |  | 1.0022 |  | 1 | 1.0007 |  | 1.0037 |  |  | 7 | 0.99177 |  | 1.0021 |  | 7 | 0.99818 |  | 0.99193
| 2 | 1.0032 |  | 0.99624 |  | 2 | 1.0043 |  | 1.0095
| 3 | 1.0028 |  | 1.0049 |  | 3 | 1.0051 |  | 1.0071 |  |  |  | Mammography (0 deg) |  | Tomo (15 deg) |  |  | Mammography (0 deg) |  | Tomo (15 deg)
| 4 | 1.0038 |  | 1.0085 |  | 4 | 1.0019 |  | 1.0062 |  |  |  | Single Rayleigh Energy |  | Single Rayleigh Energy |  |  | Single Rayleigh Energy |  | Single Rayleigh Energy
| 5 | 1.0009 |  | 1.0056 |  | 5 | 1.006 |  | 1.0049 |  |  | Detector ROI | [eV per photon] |  | [eV per photon] |  | Detector ROI | [eV per photon] |  | [eV per photon]
| 6 | 1.0027 |  | 1.0038 |  | 6 | 1.0061 |  | 1.01 |  |  | 1 | 1.0013 |  | 1.0157 |  | 1 | 1.0302 |  | 1.0138
| 7 | 1.0023 |  | 1.0047 |  | 7 | 1.0036 |  | 1.0077 |  |  | 2 | 1.0157 |  | 1.0131 |  | 2 | 1.0147 |  | 1.0176
[12 empty] | 3 | 1.0158 |  | 1.0159 |  | 3 | 1.0194 |  | 1.0168
|  | Mammography (0 deg) |  | Tomo (15 deg) |  |  | Mammography (0 deg) |  | Tomo (15 deg) |  |  | 4 | 1.0135 |  | 1.0143 |  | 4 | 1.016 |  | 1.0158
|  | Scatter Energy |  | Scatter Energy |  |  | Scatter Energy |  | Scatter Energy |  |  | 5 | 1.0143 |  | 1.0143 |  | 5 | 1.0148 |  | 1.0146
| Detector ROI | [eV per photon] |  | [eV per photon] |  | Detector ROI | [eV per photon] |  | [eV per photon] |  |  | 6 | 1.0123 |  | 1.0133 |  | 6 | 1.0177 |  | 1.0172
| 1 | 0.99225 |  | 0.99507 |  | 1 | 0.98904 |  | 0.98926 |  |  | 7 | 1.0163 |  | 1.012 |  | 7 | 1.0226 |  | 1.021
| 2 | 0.97429 |  | 0.98558 |  | 2 | 0.98081 |  | 0.98118
| 3 | 0.97636 |  | 0.9839 |  | 3 | 0.98355 |  | 0.9867 |  |  |  | Mammography (0 deg) |  | Tomo (15 deg) |  |  | Mammography (0 deg) |  | Tomo (15 deg)
| 4 | 0.97801 |  | 0.98219 |  | 4 | 0.97989 |  | 0.9834 |  |  |  | Multiple Scatter Energy |  | Multiple Scatter Energy |  |  | Multiple Scatter Energy |  | Multiple Scatter Energy
| 5 | 0.97677 |  | 0.99236 |  | 5 | 0.98497 |  | 0.98514 |  |  | Detector ROI | [eV per photon] |  | [eV per photon] |  | Detector ROI | [eV per photon] |  | [eV per photon]
| 6 | 0.9772 |  | 0.96619 |  | 6 | 0.98731 |  | 0.9869 |  |  | 1 | 0.97153 |  | 0.98826 |  | 1 | 0.97977 |  | 0.97874
| 7 | 0.97039 |  | 0.97287 |  | 7 | 0.98017 |  | 0.9799 |  |  | 2 | 0.99023 |  | 0.98991 |  | 2 | 0.98993 |  | 0.98783
[12 empty] | 3 | 0.99562 |  | 0.98464 |  | 3 | 0.98921 |  | 0.98831
|  | Mammography (0 deg) |  | Tomo (15 deg) |  |  | Mammography (0 deg) |  | Tomo (15 deg) |  |  | 4 | 0.99159 |  | 0.99049 |  | 4 | 0.99099 |  | 0.98986
|  | Single Compton Energy |  | Single Compton Energy |  |  | Single Compton Energy |  | Single Compton Energy |  |  | 5 | 0.99463 |  | 0.99666 |  | 5 | 0.99433 |  | 0.99481
| Detector ROI | [eV per photon] |  | [eV per photon] |  | Detector ROI | [eV per photon] |  | [eV per photon] |  |  | 6 | 0.99098 |  | 0.99054 |  | 6 | 0.98934 |  | 0.99026
| 1 | 0.95318 |  | 0.95415 |  | 1 | 0.95759 |  | 0.96187 |  |  | 7 | 0.98488 |  | 0.98752 |  | 7 | 0.97755 |  | 0.9841
| 2 | 0.94557 |  | 0.94147 |  | 2 | 0.97109 |  | 0.97199
| 3 | 0.95669 |  | 0.95609 |  | 3 | 0.96711 |  | 0.97337
| 4 | 0.94511 |  | 0.93851 |  | 4 | 0.96898 |  | 0.97496
| 5 | 0.94396 |  | 0.94284 |  | 5 | 0.97319 |  | 0.97221
| 6 | 0.952 |  | 0.94417 |  | 6 | 0.97114 |  | 0.97559
| 7 | 0.93369 |  | 0.95015 |  | 7 | 0.96651 |  | 0.96596
|  | Mammography (0 deg) |  | Tomo (15 deg) |  |  | Mammography (0 deg) |  | Tomo (15 deg)
|  | Single Rayleigh Energy |  | Single Rayleigh Energy |  |  | Single Rayleigh Energy |  | Single Rayleigh Energy
| Detector ROI | [eV per photon] |  | [eV per photon] |  | Detector ROI | [eV per photon] |  | [eV per photon]
| 1 | 1.0095 |  | 1.0118 |  | 1 | 1.0092 |  | 1.0125
| 2 | 1.0071 |  | 1.018 |  | 2 | 1.0115 |  | 1.0172
| 3 | 1.008 |  | 1.0137 |  | 3 | 1.012 |  | 1.0114
| 4 | 1.0191 |  | 1.015 |  | 4 | 1.0167 |  | 1.0188
| 5 | 1.0074 |  | 1.0196 |  | 5 | 1.0108 |  | 1.0137
| 6 | 1.0104 |  | 1.009 |  | 6 | 1.0121 |  | 1.0137
| 7 | 1.0049 |  | 1.0112 |  | 7 | 1.0129 |  | 1.0159
|  | Mammography (0 deg) |  | Tomo (15 deg) |  |  | Mammography (0 deg) |  | Tomo (15 deg)
|  | Multiple Scatter Energy |  | Multiple Scatter Energy |  |  | Multiple Scatter Energy |  | Multiple Scatter Energy
| Detector ROI | [eV per photon] |  | [eV per photon] |  | Detector ROI | [eV per photon] |  | [eV per photon]
| 1 | 1.0064 |  | 0.98503 |  | 1 | 0.99131 |  | 0.97565
| 2 | 0.98047 |  | 0.9764 |  | 2 | 0.97224 |  | 0.97188
| 3 | 0.97381 |  | 0.98907 |  | 3 | 0.98256 |  | 0.98852
| 4 | 0.97042 |  | 0.97457 |  | 4 | 0.97128 |  | 0.97483
| 5 | 0.97807 |  | 0.98349 |  | 5 | 0.97929 |  | 0.98141
| 6 | 0.98273 |  | 0.99198 |  | 6 | 0.98438 |  | 0.98816
| 7 | 0.96957 |  | 0.96692 |  | 7 | 0.97168 |  | 0.96824

## MCNP_over_Mean
Full Field | 16.8 keV |  |  |  |  | Mo/Mo 30 kVp |  |  |  |  | Pencil Beam | 16.8 keV |  |  |  |  | Mo/Mo 30 kVp
| Time per x-ray: | 0.51107 | sec*CPU core | 0.24883 | sec*CPU core | Time per x-ray: | 0.32419 | sec*CPU core | 0.23739 | sec*CPU core |  | Time per x-ray: | 0.40833 | sec*CPU core | 0.42328 | sec*CPU core | Time per x-ray: | 0.37339 | sec*CPU core | 0.6928 | sec*CPU core
| Time to 1% in purple uncertainty | 1.8929 | sec*CPU core | 0.65746 | sec*CPU core | Time to 1% in purple uncertainty | 0.9229 | sec*CPU core | 0.66955 | sec*CPU core |  | Time to 1% in purple uncertainty | 0.055583 | sec*CPU core | 0.056123 | sec*CPU core | Time to 1% in purple uncertainty | 0.053205 | sec*CPU core | 0.10294 | sec*CPU core
| Time to 1% in green uncertainty | 0.96586 | sec*CPU core | 0.63704 | sec*CPU core | Time to 1% in green uncertainty | 0.60938 | sec*CPU core | 0.53627 | sec*CPU core
| Time to 1% in red uncertainty | 1.4432 | sec*CPU core | 1.0807 | sec*CPU core | Time to 1% in red uncertainty | 1.0119 | sec*CPU core | 1.1291 | sec*CPU core
|  | Mammography (0 deg) |  | Tomo (15 deg) |  |  | Mammography (0 deg) |  | Tomo (15 deg) |  |  | Energy in Detector |  |  |  |  | Energy in Detector
|  | Energy Dep. In Breast |  | Energy Dep. In Breast |  |  | Energy Dep. In Breast |  | Energy Dep. In Breast |  |  |  | Mammography (0 deg) |  | Tomo (15 deg) |  |  | Mammography (0 deg) |  | Tomo (15 deg)
|  | [eV per photon] |  | [eV per photon] |  |  | [eV per photon] |  | [eV per photon] |  |  |  | Primary Energy |  | Primary Energy |  |  | Primary Energy |  | Primary Energy
| Whole Breast | 1.0004 |  | 1.0015 |  | Whole Breast | 1.0003 |  | 1.0017 |  |  | Detector ROI | [eV per photon] |  | [eV per photon] |  | Detector ROI | [eV per photon] |  | [eV per photon]
[12 empty] | 5 | 1.0076 |  | 1.0077 |  | 5 | 1.0072 |  | 1.0075
|  | Mammography (0 deg) |  | Tomo (15 deg) |  |  | Mammography (0 deg) |  | Tomo (15 deg)
|  | Glandular Dose |  | Glandular Dose |  |  | Glandular Dose |  | Glandular Dose |  |  |  | Mammography (0 deg) |  | Tomo (15 deg) |  |  | Mammography (0 deg) |  | Tomo (15 deg)
|  | [mGy per photon] |  | [mGy per photon] |  |  | [mGy per photon] |  | [mGy per photon] |  |  |  | Scatter Energy |  | Scatter Energy |  |  | Scatter Energy |  | Scatter Energy
| Whole Breast |  |  |  |  | Whole Breast | [5 empty] | Detector ROI | [eV per photon] |  | [eV per photon] |  | Detector ROI | [eV per photon] |  | [eV per photon]
| mGy per mGy air kerma |  |  |  |  | mGy per mGy air kerma | [5 empty] | 1 | 1.0148 |  | 1.038 |  | 1 | 1.0194 |  | 1.0274
[12 empty] | 2 | 1.0145 |  | 1.0098 |  | 2 | 1.0062 |  | 1.0066
|  | Mammography (0 deg) |  | Tomo (15 deg) |  |  | Mammography (0 deg) |  | Tomo (15 deg) |  |  | 3 | 1.0043 |  | 1.0093 |  | 3 | 1.0101 |  | 1.012
|  | Energy Dep. In VOI |  | Energy Dep. In VOI |  |  | Energy Dep. In VOI |  | Energy Dep. In VOI |  |  | 4 | 1.0054 |  | 1.0035 |  | 4 | 1.0025 |  | 1.0021
| Breast VOI | [eV per photon] |  | [eV per photon] |  | Breast VOI | [eV per photon] |  | [eV per photon] |  |  | 5 | 0.99709 |  | 0.99703 |  | 5 | 0.99876 |  | 0.99823
| 1 | 1.0058 |  | 1.0088 |  | 1 | 1.0001 |  | 1.002 |  |  | 6 | 1.0089 |  | 1.0073 |  | 6 | 1.0045 |  | 1.0066
| 2 | 0.99766 |  | 1.0032 |  | 2 | 1.002 |  | 1.0006 |  |  | 7 | 1.0195 |  | 1.0236 |  | 7 | 1.0157 |  | 1.0149
| 3 | 1.0117 |  | 1.0077 |  | 3 | 1.0006 |  | 1.0004
| 4 | 1.0158 |  | 1.0064 |  | 4 | 1.0013 |  | 1.0026 |  |  |  | Mammography (0 deg) |  | Tomo (15 deg) |  |  | Mammography (0 deg) |  | Tomo (15 deg)
| 5 | 1.0019 |  | 1.0123 |  | 5 | 1.0016 |  | 1.0013 |  |  |  | Single Compton Energy |  | Single Compton Energy |  |  | Single Compton Energy |  | Single Compton Energy
| 6 | 1.0314 |  | 1.0069 |  | 6 | 1.0016 |  | 1.0048 |  |  | Detector ROI | [eV per photon] |  | [eV per photon] |  | Detector ROI | [eV per photon] |  | [eV per photon]
| 7 | 1.004 |  | 1.0092 |  | 7 | 0.99995 |  | 1.0002 |  |  | 1 |  |  |  |  | 1
[12 empty] | 2 |  |  |  |  | 2
| Energy in Detector |  |  |  |  | Energy in Detector | [5 empty] | 3 |  |  |  |  | 3
|  | Mammography (0 deg) |  | Tomo (15 deg) |  |  | Mammography (0 deg) |  | Tomo (15 deg) |  |  | 4 |  |  |  |  | 4
|  | Primary Energy |  | Primary Energy |  |  | Primary Energy |  | Primary Energy |  |  | 5 |  |  |  |  | 5
| Detector ROI | [eV per photon] |  | [eV per photon] |  | Detector ROI | [eV per photon] |  | [eV per photon] |  |  | 6 |  |  |  |  | 6
| 1 | 1.0005 |  | 1.0037 |  | 1 | 1.0003 |  | 1.0025 |  |  | 7 |  |  |  |  | 7
| 2 | 1.0074 |  | 1.0376 |  | 2 | 1.0071 |  | 1.0081
| 3 | 1.0083 |  | 1.0166 |  | 3 | 1.0091 |  | 1.0096 |  |  |  | Mammography (0 deg) |  | Tomo (15 deg) |  |  | Mammography (0 deg) |  | Tomo (15 deg)
| 4 | 1.0037 |  | 1.0004 |  | 4 | 1.0093 |  | 1.0117 |  |  |  | Single Rayleigh Energy |  | Single Rayleigh Energy |  |  | Single Rayleigh Energy |  | Single Rayleigh Energy
| 5 | 1.0115 |  | 1.0058 |  | 5 | 1.008 |  | 1.0165 |  |  | Detector ROI | [eV per photon] |  | [eV per photon] |  | Detector ROI | [eV per photon] |  | [eV per photon]
| 6 | 1.01 |  | 1.0043 |  | 6 | 1.003 |  | 1.0071 |  |  | 1 |  |  |  |  | 1
| 7 | 1.0075 |  | 1.0086 |  | 7 | 1.009 |  | 1.0103 |  |  | 2 |  |  |  |  | 2
[12 empty] | 3 |  |  |  |  | 3
|  | Mammography (0 deg) |  | Tomo (15 deg) |  |  | Mammography (0 deg) |  | Tomo (15 deg) |  |  | 4 |  |  |  |  | 4
|  | Scatter Energy |  | Scatter Energy |  |  | Scatter Energy |  | Scatter Energy |  |  | 5 |  |  |  |  | 5
| Detector ROI | [eV per photon] |  | [eV per photon] |  | Detector ROI | [eV per photon] |  | [eV per photon] |  |  | 6 |  |  |  |  | 6
| 1 | 1.0036 |  | 0.99742 |  | 1 | 1.0101 |  | 1.0142 |  |  | 7 |  |  |  |  | 7
| 2 | 1.0295 |  | 1.0033 |  | 2 | 1.0219 |  | 1.0262
| 3 | 1.0192 |  | 1.0159 |  | 3 | 1.0155 |  | 1.0163 |  |  |  | Mammography (0 deg) |  | Tomo (15 deg) |  |  | Mammography (0 deg) |  | Tomo (15 deg)
| 4 | 1.0299 |  | 1.0074 |  | 4 | 1.0272 |  | 1.0261 |  |  |  | Multiple Scatter Energy |  | Multiple Scatter Energy |  |  | Multiple Scatter Energy |  | Multiple Scatter Energy
| 5 | 1.0187 |  | 0.98965 |  | 5 | 1.0139 |  | 1.0168 |  |  | Detector ROI | [eV per photon] |  | [eV per photon] |  | Detector ROI | [eV per photon] |  | [eV per photon]
| 6 | 1.025 |  | 1.0541 |  | 6 | 1.0096 |  | 1.0194 |  |  | 1 |  |  |  |  | 1
| 7 | 1.0201 |  | 1.0281 |  | 7 | 1.0207 |  | 1.0202 |  |  | 2 |  |  |  |  | 2
[12 empty] | 3 |  |  |  |  | 3
|  | Mammography (0 deg) |  | Tomo (15 deg) |  |  | Mammography (0 deg) |  | Tomo (15 deg) |  |  | 4 |  |  |  |  | 4
|  | Single Compton Energy |  | Single Compton Energy |  |  | Single Compton Energy |  | Single Compton Energy |  |  | 5 |  |  |  |  | 5
| Detector ROI | [eV per photon] |  | [eV per photon] |  | Detector ROI | [eV per photon] |  | [eV per photon] |  |  | 6 |  |  |  |  | 6
| 1 |  |  |  |  | 1 | [5 empty] | 7 |  |  |  |  | 7
| 2 |  |  |  |  | 2
| 3 |  |  |  |  | 3
| 4 |  |  |  |  | 4
| 5 |  |  |  |  | 5
| 6 |  |  |  |  | 6
| 7 |  |  |  |  | 7
|  | Mammography (0 deg) |  | Tomo (15 deg) |  |  | Mammography (0 deg) |  | Tomo (15 deg)
|  | Single Rayleigh Energy |  | Single Rayleigh Energy |  |  | Single Rayleigh Energy |  | Single Rayleigh Energy
| Detector ROI | [eV per photon] |  | [eV per photon] |  | Detector ROI | [eV per photon] |  | [eV per photon]
| 1 |  |  |  |  | 1
| 2 |  |  |  |  | 2
| 3 |  |  |  |  | 3
| 4 |  |  |  |  | 4
| 5 |  |  |  |  | 5
| 6 |  |  |  |  | 6
| 7 |  |  |  |  | 7
|  | Mammography (0 deg) |  | Tomo (15 deg) |  |  | Mammography (0 deg) |  | Tomo (15 deg)
|  | Multiple Scatter Energy |  | Multiple Scatter Energy |  |  | Multiple Scatter Energy |  | Multiple Scatter Energy
| Detector ROI | [eV per photon] |  | [eV per photon] |  | Detector ROI | [eV per photon] |  | [eV per photon]
| 1 |  |  |  |  | 1
| 2 |  |  |  |  | 2
| 3 |  |  |  |  | 3
| 4 |  |  |  |  | 4
| 5 |  |  |  |  | 5
| 6 |  |  |  |  | 6
| 7 |  |  |  |  | 7

## Penelope_over_Mean
Full Field | 16.8 keV |  |  |  |  | Mo/Mo 30 kVp |  |  |  |  | Pencil Beam | 16.8 keV |  |  |  |  | Mo/Mo 30 kVp
| Time per x-ray: | 2.4211 | sec*CPU core | 2.8049 | sec*CPU core | Time per x-ray: | 2.4787 | sec*CPU core | 2.8966 | sec*CPU core |  | Time per x-ray: | 1.5302 | sec*CPU core | 1.5694 | sec*CPU core | Time per x-ray: | 1.5035 | sec*CPU core | 1.407 | sec*CPU core
| Time to 1% in purple uncertainty | 1.1662 | sec*CPU core | 2.1418 | sec*CPU core | Time to 1% in purple uncertainty | 1.563 | sec*CPU core | 2.125 | sec*CPU core |  | Time to 1% in purple uncertainty | 3.4284 | sec*CPU core | 3.4942 | sec*CPU core | Time to 1% in purple uncertainty | 3.4087 | sec*CPU core | 3.4385 | sec*CPU core
| Time to 1% in green uncertainty | 1.8336 | sec*CPU core | 2.1979 | sec*CPU core | Time to 1% in green uncertainty | 2.1477 | sec*CPU core | 2.5052 | sec*CPU core
| Time to 1% in red uncertainty | 0 | sec*CPU core | 0 | sec*CPU core | Time to 1% in red uncertainty | 0 | sec*CPU core | 0 | sec*CPU core
|  | Mammography (0 deg) |  | Tomo (15 deg) |  |  | Mammography (0 deg) |  | Tomo (15 deg) |  |  | Energy in Detector |  |  |  |  | Energy in Detector
|  | Energy Dep. In Breast |  | Energy Dep. In Breast |  |  | Energy Dep. In Breast |  | Energy Dep. In Breast |  |  |  | Mammography (0 deg) |  | Tomo (15 deg) |  |  | Mammography (0 deg) |  | Tomo (15 deg)
|  | [eV per photon] |  | [eV per photon] |  |  | [eV per photon] |  | [eV per photon] |  |  |  | Primary Energy |  | Primary Energy |  |  | Primary Energy |  | Primary Energy
| Whole Breast | 0.99866 |  | 0.99727 |  | Whole Breast | 0.99858 |  | 0.99706 |  |  | Detector ROI | [eV per photon] |  | [eV per photon] |  | Detector ROI | [eV per photon] |  | [eV per photon]
[12 empty] | 5 | 0.99753 |  | 0.99755 |  | 5 | 0.99476 |  | 0.99456
|  | Mammography (0 deg) |  | Tomo (15 deg) |  |  | Mammography (0 deg) |  | Tomo (15 deg)
|  | Glandular Dose |  | Glandular Dose |  |  | Glandular Dose |  | Glandular Dose |  |  |  | Mammography (0 deg) |  | Tomo (15 deg) |  |  | Mammography (0 deg) |  | Tomo (15 deg)
|  | [mGy per photon] |  | [mGy per photon] |  |  | [mGy per photon] |  | [mGy per photon] |  |  |  | Scatter Energy |  | Scatter Energy |  |  | Scatter Energy |  | Scatter Energy
| Whole Breast | 0.99913 |  | 0.9975 |  | Whole Breast | 0.99676 |  | 0.99863 |  |  | Detector ROI | [eV per photon] |  | [eV per photon] |  | Detector ROI | [eV per photon] |  | [eV per photon]
| mGy per mGy air kerma | 0.99913 |  | 0.99721 |  | mGy per mGy air kerma | 0.99649 |  | 0.99844 |  |  | 1 | 1.0215 |  | 0.98135 |  | 1 | 0.99474 |  | 0.99038
[12 empty] | 2 | 1.0083 |  | 1.0132 |  | 2 | 1.0079 |  | 1.0081
|  | Mammography (0 deg) |  | Tomo (15 deg) |  |  | Mammography (0 deg) |  | Tomo (15 deg) |  |  | 3 | 1.0078 |  | 1.0139 |  | 3 | 1.001 |  | 1.0037
|  | Energy Dep. In VOI |  | Energy Dep. In VOI |  |  | Energy Dep. In VOI |  | Energy Dep. In VOI |  |  | 4 | 1.016 |  | 1.0155 |  | 4 | 1.0103 |  | 1.0122
| Breast VOI | [eV per photon] |  | [eV per photon] |  | Breast VOI | [eV per photon] |  | [eV per photon] |  |  | 5 | 1.0191 |  | 1.0197 |  | 5 | 1.0158 |  | 1.0161
| 1 | 0.98702 |  | 0.98341 |  | 1 | 1.0002 |  | 0.99823 |  |  | 6 | 1.0145 |  | 1.0131 |  | 6 | 1.0075 |  | 1.0071
| 2 | 1.0143 |  | 0.98447 |  | 2 | 0.99861 |  | 0.99863 |  |  | 7 | 1.0019 |  | 0.99753 |  | 7 | 0.9973 |  | 1.0001
| 3 | 0.9685 |  | 0.98276 |  | 3 | 1.0015 |  | 0.99917
| 4 | 0.95422 |  | 0.98335 |  | 4 | 0.99903 |  | 0.9972 |  |  |  | Mammography (0 deg) |  | Tomo (15 deg) |  |  | Mammography (0 deg) |  | Tomo (15 deg)
| 5 | 0.99935 |  | 0.98156 |  | 5 | 1.0007 |  | 0.99868 |  |  |  | Single Compton Energy |  | Single Compton Energy |  |  | Single Compton Energy |  | Single Compton Energy
| 6 | 0.9166 |  | 0.98548 |  | 6 | 1.0002 |  | 0.99723 |  |  | Detector ROI | [eV per photon] |  | [eV per photon] |  | Detector ROI | [eV per photon] |  | [eV per photon]
| 7 | 0.98599 |  | 0.98043 |  | 7 | 0.99881 |  | 0.99715 |  |  | 1 | 1.0138 |  | 0.99205 |  | 1 | 1.0025 |  | 1.0017
[12 empty] | 2 | 1.0197 |  | 1.0315 |  | 2 | 1.0151 |  | 1.0179
| Energy in Detector |  |  |  |  | Energy in Detector | [5 empty] | 3 | 1.0184 |  | 1.0192 |  | 3 | 1.0083 |  | 1.0135
|  | Mammography (0 deg) |  | Tomo (15 deg) |  |  | Mammography (0 deg) |  | Tomo (15 deg) |  |  | 4 | 1.0427 |  | 1.0426 |  | 4 | 1.0264 |  | 1.0287
|  | Primary Energy |  | Primary Energy |  |  | Primary Energy |  | Primary Energy |  |  | 5 | 1.1457 |  | 1.1508 |  | 5 | 1.1062 |  | 1.1077
| Detector ROI | [eV per photon] |  | [eV per photon] |  | Detector ROI | [eV per photon] |  | [eV per photon] |  |  | 6 | 1.0289 |  | 1.0243 |  | 6 | 1.0143 |  | 1.015
| 1 | 0.99886 |  | 0.99629 |  | 1 | 0.99883 |  | 0.99597 |  |  | 7 | 1.004 |  | 0.99158 |  | 7 | 0.99516 |  | 1.0073
| 2 | 0.99662 |  | 0.98432 |  | 2 | 0.99659 |  | 0.98933
| 3 | 0.99856 |  | 0.98844 |  | 3 | 0.99333 |  | 0.99026 |  |  |  | Mammography (0 deg) |  | Tomo (15 deg) |  |  | Mammography (0 deg) |  | Tomo (15 deg)
| 4 | 0.99948 |  | 0.99939 |  | 4 | 0.9986 |  | 0.99139 |  |  |  | Single Rayleigh Energy |  | Single Rayleigh Energy |  |  | Single Rayleigh Energy |  | Single Rayleigh Energy
| 5 | 0.99805 |  | 0.99588 |  | 5 | 0.99331 |  | 0.98944 |  |  | Detector ROI | [eV per photon] |  | [eV per photon] |  | Detector ROI | [eV per photon] |  | [eV per photon]
| 6 | 0.99644 |  | 1.0001 |  | 6 | 0.99549 |  | 0.99018 |  |  | 1 | 1.0144 |  | 0.98151 |  | 1 | 0.96771 |  | 1.0031
| 7 | 0.9987 |  | 0.99561 |  | 7 | 0.99627 |  | 0.9903 |  |  | 2 | 0.99149 |  | 0.9952 |  | 2 | 0.9918 |  | 0.9907
[12 empty] | 3 | 0.99203 |  | 0.99286 |  | 3 | 0.98718 |  | 0.98936
|  | Mammography (0 deg) |  | Tomo (15 deg) |  |  | Mammography (0 deg) |  | Tomo (15 deg) |  |  | 4 | 0.99657 |  | 0.99456 |  | 4 | 0.9916 |  | 0.99214
|  | Scatter Energy |  | Scatter Energy |  |  | Scatter Energy |  | Scatter Energy |  |  | 5 | 0.99597 |  | 0.99709 |  | 5 | 0.99389 |  | 0.99445
| Detector ROI | [eV per photon] |  | [eV per photon] |  | Detector ROI | [eV per photon] |  | [eV per photon] |  |  | 6 | 0.9963 |  | 0.99488 |  | 6 | 0.98809 |  | 0.98971
| 1 | 1.0027 |  | 1.0006 |  | 1 | 0.99995 |  | 0.99483 |  |  | 7 | 0.99113 |  | 1.0019 |  | 7 | 0.98163 |  | 0.98172
| 2 | 0.98735 |  | 0.99296 |  | 2 | 0.99458 |  | 0.98748
| 3 | 0.99832 |  | 0.99268 |  | 3 | 1.0007 |  | 0.99865 |  |  |  | Mammography (0 deg) |  | Tomo (15 deg) |  |  | Mammography (0 deg) |  | Tomo (15 deg)
| 4 | 0.98619 |  | 0.99396 |  | 4 | 0.99273 |  | 0.98746 |  |  |  | Multiple Scatter Energy |  | Multiple Scatter Energy |  |  | Multiple Scatter Energy |  | Multiple Scatter Energy
| 5 | 1.0052 |  | 0.99756 |  | 5 | 1.0014 |  | 0.99997 |  |  | Detector ROI | [eV per photon] |  | [eV per photon] |  | Detector ROI | [eV per photon] |  | [eV per photon]
| 6 | 0.99307 |  | 0.97995 |  | 6 | 1.0022 |  | 0.99199 |  |  | 1 | 1.0395 |  | 1.0002 |  | 1 | 1.0082 |  | 0.99687
| 7 | 1.0041 |  | 0.98448 |  | 7 | 0.99655 |  | 0.99347 |  |  | 2 | 1.0279 |  | 1.0261 |  | 2 | 1.0175 |  | 1.0179
[12 empty] | 3 | 1.0113 |  | 1.0287 |  | 3 | 1.0078 |  | 1.0099
|  | Mammography (0 deg) |  | Tomo (15 deg) |  |  | Mammography (0 deg) |  | Tomo (15 deg) |  |  | 4 | 1.0271 |  | 1.0271 |  | 4 | 1.0176 |  | 1.0206
|  | Single Compton Energy |  | Single Compton Energy |  |  | Single Compton Energy |  | Single Compton Energy |  |  | 5 | 1.0282 |  | 1.0259 |  | 5 | 1.0217 |  | 1.0207
| Detector ROI | [eV per photon] |  | [eV per photon] |  | Detector ROI | [eV per photon] |  | [eV per photon] |  |  | 6 | 1.0274 |  | 1.0266 |  | 6 | 1.0183 |  | 1.0169
| 1 | 1.0404 |  | 1.0244 |  | 1 | 1.034 |  | 1.0222 |  |  | 7 | 1.0178 |  | 1.0163 |  | 7 | 1.0127 |  | 1.009
| 2 | 1.007 |  | 1.0063 |  | 2 | 1.0139 |  | 1.0081
| 3 | 1.0053 |  | 1.0047 |  | 3 | 1.0182 |  | 1.0153
| 4 | 1.0088 |  | 1.0056 |  | 4 | 1.0182 |  | 1.007
| 5 | 1.0235 |  | 1.0128 |  | 5 | 1.0143 |  | 1.0166
| 6 | 1.0028 |  | 1.0054 |  | 6 | 1.0127 |  | 0.99962
| 7 | 1.0309 |  | 0.99249 |  | 7 | 1.0212 |  | 1.0143
|  | Mammography (0 deg) |  | Tomo (15 deg) |  |  | Mammography (0 deg) |  | Tomo (15 deg)
|  | Single Rayleigh Energy |  | Single Rayleigh Energy |  |  | Single Rayleigh Energy |  | Single Rayleigh Energy
| Detector ROI | [eV per photon] |  | [eV per photon] |  | Detector ROI | [eV per photon] |  | [eV per photon]
| 1 | 0.99217 |  | 0.99242 |  | 1 | 0.99251 |  | 0.99301
| 2 | 0.99674 |  | 0.97944 |  | 2 | 0.99331 |  | 0.98486
| 3 | 0.99457 |  | 0.99018 |  | 3 | 0.99289 |  | 0.99408
| 4 | 0.97908 |  | 0.98653 |  | 4 | 0.98796 |  | 0.98307
| 5 | 0.9996 |  | 0.97644 |  | 5 | 0.99361 |  | 0.99153
| 6 | 0.99013 |  | 0.9895 |  | 6 | 0.99117 |  | 0.9885
| 7 | 1.0008 |  | 0.99033 |  | 7 | 0.99128 |  | 0.98683
|  | Mammography (0 deg) |  | Tomo (15 deg) |  |  | Mammography (0 deg) |  | Tomo (15 deg)
|  | Multiple Scatter Energy |  | Multiple Scatter Energy |  |  | Multiple Scatter Energy |  | Multiple Scatter Energy
| Detector ROI | [eV per photon] |  | [eV per photon] |  | Detector ROI | [eV per photon] |  | [eV per photon]
| 1 | 0.96687 |  | 0.98562 |  | 1 | 0.97614 |  | 0.98382
| 2 | 0.9877 |  | 1.0072 |  | 2 | 1.0017 |  | 0.99936
| 3 | 1.0218 |  | 1.0026 |  | 3 | 1.009 |  | 1.0043
| 4 | 1.0153 |  | 1.005 |  | 4 | 1.0043 |  | 1.0022
| 5 | 1.0206 |  | 1.0048 |  | 5 | 1.0133 |  | 1.0115
| 6 | 1.0186 |  | 1.0024 |  | 6 | 1.0153 |  | 1.0091
| 7 | 1.0086 |  | 1.0013 |  | 7 | 1.0025 |  | 1.0034